## items
id | sku | name | category_id | subcategory | description | brand | manufacturer | unit_of_measure | quantity_on_hand | minimum_stock | reorder_point | reorder_quantity | unit_cost | supplier_id | primary_location_id | bin_location | status_override | is_active | notes | created_at | updated_at | base_item_name | size_label | size_sort_value
1 | CT-STR-12 | 12" Cable Tray Straight | 1 | Tray | 12" Cable Tray Straight | Cooper B-Line | Eaton | FT | 120 | 40 | 60 | 120 | 6 | 2 | 1 |  |  | true |  | "2026-03-03T14:19:38.281Z" | "2026-03-03T14:19:38.281Z" | Cable Tray Straight | 12" | 12000
2 | CT-STR-18 | 18" Cable Tray Straight | 1 | Tray | 18" Cable Tray Straight | Cooper B-Line | Eaton | FT | 120 | 40 | 60 | 120 | 6 | 2 | 1 |  |  | true |  | "2026-03-03T14:19:38.281Z" | "2026-03-03T14:19:38.281Z" | Cable Tray Straight | 18" | 18000
3 | CT-STR-24 | 24" Cable Tray Straight | 1 | Tray | 24" Cable Tray Straight | Cooper B-Line | Eaton | FT | 120 | 40 | 60 | 120 | 6 | 2 | 1 |  |  | true |  | "2026-03-03T14:19:38.281Z" | "2026-03-03T14:19:38.281Z" | Cable Tray Straight | 24" | 24000
4 | CT-STR-36 | 36" Cable Tray Straight | 1 | Tray | 36" Cable Tray Straight | Cooper B-Line | Eaton | FT | 120 | 40 | 60 | 120 | 6 | 2 | 1 |  |  | true |  | "2026-03-03T14:19:38.281Z" | "2026-03-03T14:19:38.281Z" | Cable Tray Straight | 36" | 36000
9 | CT-CVR-12 | 12" Cable Tray Cover | 1 | Tray | 12" Cable Tray Cover | Cooper B-Line | Eaton | FT | 120 | 40 | 60 | 120 | 6 | 2 | 1 |  |  | true |  | "2026-03-03T14:19:38.281Z" | "2026-03-03T14:19:38.281Z" | Cable Tray Cover | 12" | 12000
10 | CT-CVR-18 | 18" Cable Tray Cover | 1 | Tray | 18" Cable Tray Cover | Cooper B-Line | Eaton | FT | 120 | 40 | 60 | 120 | 6 | 2 | 1 |  |  | true |  | "2026-03-03T14:19:38.281Z" | "2026-03-03T14:19:38.281Z" | Cable Tray Cover | 18" | 18000
11 | CT-CVR-24 | 24" Cable Tray Cover | 1 | Tray | 24" Cable Tray Cover | Cooper B-Line | Eaton | FT | 120 | 40 | 60 | 120 | 6 | 2 | 1 |  |  | true |  | "2026-03-03T14:19:38.281Z" | "2026-03-03T14:19:38.281Z" | Cable Tray Cover | 24" | 24000
12 | CT-CVR-36 | 36" Cable Tray Cover | 1 | Tray | 36" Cable Tray Cover | Cooper B-Line | Eaton | FT | 120 | 40 | 60 | 120 | 6 | 2 | 1 |  |  | true |  | "2026-03-03T14:19:38.281Z" | "2026-03-03T14:19:38.281Z" | Cable Tray Cover | 36" | 36000
13 | CT-RR-1812 | 18" x 12" Cable Tray Reducer RR | 1 | Tray | 18" x 12" Cable Tray Reducer RR | Cooper B-Line | Eaton | EA | 120 | 40 | 60 | 120 | 6 | 2 | 1 |  |  | true |  | "2026-03-03T14:19:38.281Z" | "2026-03-03T14:19:38.281Z" | Cable Tray Reducer RR | 18" x 12" | 180012000
14 | CT-RR-2412 | 24" x 12" Cable Tray Reducer RR | 1 | Tray | 24" x 12" Cable Tray Reducer RR | Cooper B-Line | Eaton | EA | 120 | 40 | 60 | 120 | 6 | 2 | 1 |  |  | true |  | "2026-03-03T14:19:38.281Z" | "2026-03-03T14:19:38.281Z" | Cable Tray Reducer RR | 24" x 12" | 240012000
15 | CT-RR-2418 | 24" x 18" Cable Tray Reducer RR | 1 | Tray | 24" x 18" Cable Tray Reducer RR | Cooper B-Line | Eaton | EA | 120 | 40 | 60 | 120 | 6 | 2 | 1 |  |  | true |  | "2026-03-03T14:19:38.281Z" | "2026-03-03T14:19:38.281Z" | Cable Tray Reducer RR | 24" x 18" | 240018000
16 | CT-RR-3618 | 36" x 18" Cable Tray Reducer RR | 1 | Tray | 36" x 18" Cable Tray Reducer RR | Cooper B-Line | Eaton | EA | 120 | 40 | 60 | 120 | 6 | 2 | 1 |  |  | true |  | "2026-03-03T14:19:38.281Z" | "2026-03-03T14:19:38.281Z" | Cable Tray Reducer RR | 36" x 18" | 360018000
17 | CT-RR-3624 | 36" x 24" Cable Tray Reducer RR | 1 | Tray | 36" x 24" Cable Tray Reducer RR | Cooper B-Line | Eaton | EA | 120 | 40 | 60 | 120 | 6 | 2 | 1 |  |  | true |  | "2026-03-03T14:19:38.281Z" | "2026-03-03T14:19:38.281Z" | Cable Tray Reducer RR | 36" x 24" | 360024000
18 | CT-RL-1812 | 18" x 12" Cable Tray Reducer RL | 1 | Tray | 18" x 12" Cable Tray Reducer RL | Cooper B-Line | Eaton | EA | 120 | 40 | 60 | 120 | 6 | 2 | 1 |  |  | true |  | "2026-03-03T14:19:38.281Z" | "2026-03-03T14:19:38.281Z" | Cable Tray Reducer RL | 18" x 12" | 180012000
19 | CT-RL-2412 | 24" x 12" Cable Tray Reducer RL | 1 | Tray | 24" x 12" Cable Tray Reducer RL | Cooper B-Line | Eaton | EA | 120 | 40 | 60 | 120 | 6 | 2 | 1 |  |  | true |  | "2026-03-03T14:19:38.281Z" | "2026-03-03T14:19:38.281Z" | Cable Tray Reducer RL | 24" x 12" | 240012000
20 | CT-RL-2418 | 24" x 18" Cable Tray Reducer RL | 1 | Tray | 24" x 18" Cable Tray Reducer RL | Cooper B-Line | Eaton | EA | 120 | 40 | 60 | 120 | 6 | 2 | 1 |  |  | true |  | "2026-03-03T14:19:38.281Z" | "2026-03-03T14:19:38.281Z" | Cable Tray Reducer RL | 24" x 18" | 240018000
21 | CT-RL-3618 | 36" x 18" Cable Tray Reducer RL | 1 | Tray | 36" x 18" Cable Tray Reducer RL | Cooper B-Line | Eaton | EA | 120 | 40 | 60 | 120 | 6 | 2 | 1 |  |  | true |  | "2026-03-03T14:19:38.281Z" | "2026-03-03T14:19:38.281Z" | Cable Tray Reducer RL | 36" x 18" | 360018000
22 | CT-RL-3624 | 36" x 24" Cable Tray Reducer RL | 1 | Tray | 36" x 24" Cable Tray Reducer RL | Cooper B-Line | Eaton | EA | 120 | 40 | 60 | 120 | 6 | 2 | 1 |  |  | true |  | "2026-03-03T14:19:38.281Z" | "2026-03-03T14:19:38.281Z" | Cable Tray Reducer RL | 36" x 24" | 360024000
23 | CT-RC-1812 | 18" x 12" Cable Tray Reducer RC | 1 | Tray | 18" x 12" Cable Tray Reducer RC | Cooper B-Line | Eaton | EA | 120 | 40 | 60 | 120 | 6 | 2 | 1 |  |  | true |  | "2026-03-03T14:19:38.281Z" | "2026-03-03T14:19:38.281Z" | Cable Tray Reducer RC | 18" x 12" | 180012000
24 | CT-RC-2412 | 24" x 12" Cable Tray Reducer RC | 1 | Tray | 24" x 12" Cable Tray Reducer RC | Cooper B-Line | Eaton | EA | 120 | 40 | 60 | 120 | 6 | 2 | 1 |  |  | true |  | "2026-03-03T14:19:38.281Z" | "2026-03-03T14:19:38.281Z" | Cable Tray Reducer RC | 24" x 12" | 240012000
25 | CT-RC-2418 | 24" x 18" Cable Tray Reducer RC | 1 | Tray | 24" x 18" Cable Tray Reducer RC | Cooper B-Line | Eaton | EA | 120 | 40 | 60 | 120 | 6 | 2 | 1 |  |  | true |  | "2026-03-03T14:19:38.281Z" | "2026-03-03T14:19:38.281Z" | Cable Tray Reducer RC | 24" x 18" | 240018000
26 | CT-RC-3618 | 36" x 18" Cable Tray Reducer RC | 1 | Tray | 36" x 18" Cable Tray Reducer RC | Cooper B-Line | Eaton | EA | 120 | 40 | 60 | 120 | 6 | 2 | 1 |  |  | true |  | "2026-03-03T14:19:38.281Z" | "2026-03-03T14:19:38.281Z" | Cable Tray Reducer RC | 36" x 18" | 360018000
27 | CT-RC-3624 | 36" x 24" Cable Tray Reducer RC | 1 | Tray | 36" x 24" Cable Tray Reducer RC | Cooper B-Line | Eaton | EA | 120 | 40 | 60 | 120 | 6 | 2 | 1 |  |  | true |  | "2026-03-03T14:19:38.281Z" | "2026-03-03T14:19:38.281Z" | Cable Tray Reducer RC | 36" x 24" | 360024000
28 | EMT-CON-075 | 3/4" EMT Conduit | 2 | EMT | 3/4" EMT Conduit | Allied Tube | Atkore | FT | 2500 | 750 | 1000 | 1250 | 0.45 | 1 | 1 |  |  | true |  | "2026-03-03T14:19:38.281Z" | "2026-03-03T14:19:38.281Z" | EMT Conduit | 3/4" | 750
29 | EMT-CON-100 | 1" EMT Conduit | 2 | EMT | 1" EMT Conduit | Allied Tube | Atkore | FT | 2500 | 750 | 1000 | 1250 | 0.45 | 1 | 1 |  |  | true |  | "2026-03-03T14:19:38.281Z" | "2026-03-03T14:19:38.281Z" | EMT Conduit | 1" | 1000
30 | EMT-CON-125 | 1-1/4" EMT Conduit | 2 | EMT | 1-1/4" EMT Conduit | Allied Tube | Atkore | FT | 2500 | 750 | 1000 | 1250 | 0.45 | 1 | 1 |  |  | true |  | "2026-03-03T14:19:38.281Z" | "2026-03-03T14:19:38.281Z" | EMT Conduit | 1-1/4" | 1250
31 | EMT-CON-150 | 1-1/2" EMT Conduit | 2 | EMT | 1-1/2" EMT Conduit | Allied Tube | Atkore | FT | 2500 | 750 | 1000 | 1250 | 0.45 | 1 | 1 |  |  | true |  | "2026-03-03T14:19:38.281Z" | "2026-03-03T14:19:38.281Z" | EMT Conduit | 1-1/2" | 1500
32 | EMT-CON-200 | 2" EMT Conduit | 2 | EMT | 2" EMT Conduit | Allied Tube | Atkore | FT | 2500 | 750 | 1000 | 1250 | 0.45 | 1 | 1 |  |  | true |  | "2026-03-03T14:19:38.281Z" | "2026-03-03T14:19:38.281Z" | EMT Conduit | 2" | 2000
33 | EMT-CON-300 | 3" EMT Conduit | 2 | EMT | 3" EMT Conduit | Allied Tube | Atkore | FT | 2500 | 750 | 1000 | 1250 | 0.45 | 1 | 1 |  |  | true |  | "2026-03-03T14:19:38.281Z" | "2026-03-03T14:19:38.281Z" | EMT Conduit | 3" | 3000
34 | EMT-CON-400 | 4" EMT Conduit | 2 | EMT | 4" EMT Conduit | Allied Tube | Atkore | FT | 2500 | 750 | 1000 | 1250 | 0.45 | 1 | 1 |  |  | true |  | "2026-03-03T14:19:38.281Z" | "2026-03-03T14:19:38.281Z" | EMT Conduit | 4" | 4000
35 | EMT-CON-600 | 6" EMT Conduit | 2 | EMT | 6" EMT Conduit | Allied Tube | Atkore | FT | 2500 | 750 | 1000 | 1250 | 0.45 | 1 | 1 |  |  | true |  | "2026-03-03T14:19:38.281Z" | "2026-03-03T14:19:38.281Z" | EMT Conduit | 6" | 6000
36 | EMT-SSC-075 | 3/4" EMT Set Screw Connector | 2 | EMT | 3/4" EMT Set Screw Connector | Allied Tube | Atkore | EA | 2500 | 750 | 1000 | 1250 | 0.45 | 1 | 1 |  |  | true |  | "2026-03-03T14:19:38.281Z" | "2026-03-03T14:19:38.281Z" | EMT Set Screw Connector | 3/4" | 750
37 | EMT-SSC-100 | 1" EMT Set Screw Connector | 2 | EMT | 1" EMT Set Screw Connector | Allied Tube | Atkore | EA | 2500 | 750 | 1000 | 1250 | 0.45 | 1 | 1 |  |  | true |  | "2026-03-03T14:19:38.281Z" | "2026-03-03T14:19:38.281Z" | EMT Set Screw Connector | 1" | 1000
38 | EMT-SSC-125 | 1-1/4" EMT Set Screw Connector | 2 | EMT | 1-1/4" EMT Set Screw Connector | Allied Tube | Atkore | EA | 2500 | 750 | 1000 | 1250 | 0.45 | 1 | 1 |  |  | true |  | "2026-03-03T14:19:38.281Z" | "2026-03-03T14:19:38.281Z" | EMT Set Screw Connector | 1-1/4" | 1250
39 | EMT-SSC-150 | 1-1/2" EMT Set Screw Connector | 2 | EMT | 1-1/2" EMT Set Screw Connector | Allied Tube | Atkore | EA | 2500 | 750 | 1000 | 1250 | 0.45 | 1 | 1 |  |  | true |  | "2026-03-03T14:19:38.281Z" | "2026-03-03T14:19:38.281Z" | EMT Set Screw Connector | 1-1/2" | 1500
40 | EMT-SSC-200 | 2" EMT Set Screw Connector | 2 | EMT | 2" EMT Set Screw Connector | Allied Tube | Atkore | EA | 2500 | 750 | 1000 | 1250 | 0.45 | 1 | 1 |  |  | true |  | "2026-03-03T14:19:38.281Z" | "2026-03-03T14:19:38.281Z" | EMT Set Screw Connector | 2" | 2000
41 | EMT-SSC-300 | 3" EMT Set Screw Connector | 2 | EMT | 3" EMT Set Screw Connector | Allied Tube | Atkore | EA | 2500 | 750 | 1000 | 1250 | 0.45 | 1 | 1 |  |  | true |  | "2026-03-03T14:19:38.281Z" | "2026-03-03T14:19:38.281Z" | EMT Set Screw Connector | 3" | 3000
42 | EMT-SSC-400 | 4" EMT Set Screw Connector | 2 | EMT | 4" EMT Set Screw Connector | Allied Tube | Atkore | EA | 2500 | 750 | 1000 | 1250 | 0.45 | 1 | 1 |  |  | true |  | "2026-03-03T14:19:38.281Z" | "2026-03-03T14:19:38.281Z" | EMT Set Screw Connector | 4" | 4000
43 | EMT-SSC-600 | 6" EMT Set Screw Connector | 2 | EMT | 6" EMT Set Screw Connector | Allied Tube | Atkore | EA | 2500 | 750 | 1000 | 1250 | 0.45 | 1 | 1 |  |  | true |  | "2026-03-03T14:19:38.281Z" | "2026-03-03T14:19:38.281Z" | EMT Set Screw Connector | 6" | 6000
44 | EMT-SSCPL-075 | 3/4" EMT Set Screw Coupling | 2 | EMT | 3/4" EMT Set Screw Coupling | Allied Tube | Atkore | EA | 2500 | 750 | 1000 | 1250 | 0.45 | 1 | 1 |  |  | true |  | "2026-03-03T14:19:38.281Z" | "2026-03-03T14:19:38.281Z" | EMT Set Screw Coupling | 3/4" | 750
45 | EMT-SSCPL-100 | 1" EMT Set Screw Coupling | 2 | EMT | 1" EMT Set Screw Coupling | Allied Tube | Atkore | EA | 2500 | 750 | 1000 | 1250 | 0.45 | 1 | 1 |  |  | true |  | "2026-03-03T14:19:38.281Z" | "2026-03-03T14:19:38.281Z" | EMT Set Screw Coupling | 1" | 1000
46 | EMT-SSCPL-125 | 1-1/4" EMT Set Screw Coupling | 2 | EMT | 1-1/4" EMT Set Screw Coupling | Allied Tube | Atkore | EA | 2500 | 750 | 1000 | 1250 | 0.45 | 1 | 1 |  |  | true |  | "2026-03-03T14:19:38.281Z" | "2026-03-03T14:19:38.281Z" | EMT Set Screw Coupling | 1-1/4" | 1250
47 | EMT-SSCPL-150 | 1-1/2" EMT Set Screw Coupling | 2 | EMT | 1-1/2" EMT Set Screw Coupling | Allied Tube | Atkore | EA | 2500 | 750 | 1000 | 1250 | 0.45 | 1 | 1 |  |  | true |  | "2026-03-03T14:19:38.281Z" | "2026-03-03T14:19:38.281Z" | EMT Set Screw Coupling | 1-1/2" | 1500
48 | EMT-SSCPL-200 | 2" EMT Set Screw Coupling | 2 | EMT | 2" EMT Set Screw Coupling | Allied Tube | Atkore | EA | 2500 | 750 | 1000 | 1250 | 0.45 | 1 | 1 |  |  | true |  | "2026-03-03T14:19:38.281Z" | "2026-03-03T14:19:38.281Z" | EMT Set Screw Coupling | 2" | 2000
49 | EMT-SSCPL-300 | 3" EMT Set Screw Coupling | 2 | EMT | 3" EMT Set Screw Coupling | Allied Tube | Atkore | EA | 2500 | 750 | 1000 | 1250 | 0.45 | 1 | 1 |  |  | true |  | "2026-03-03T14:19:38.281Z" | "2026-03-03T14:19:38.281Z" | EMT Set Screw Coupling | 3" | 3000
50 | EMT-SSCPL-400 | 4" EMT Set Screw Coupling | 2 | EMT | 4" EMT Set Screw Coupling | Allied Tube | Atkore | EA | 2500 | 750 | 1000 | 1250 | 0.45 | 1 | 1 |  |  | true |  | "2026-03-03T14:19:38.281Z" | "2026-03-03T14:19:38.281Z" | EMT Set Screw Coupling | 4" | 4000
51 | EMT-SSCPL-600 | 6" EMT Set Screw Coupling | 2 | EMT | 6" EMT Set Screw Coupling | Allied Tube | Atkore | EA | 2500 | 750 | 1000 | 1250 | 0.45 | 1 | 1 |  |  | true |  | "2026-03-03T14:19:38.281Z" | "2026-03-03T14:19:38.281Z" | EMT Set Screw Coupling | 6" | 6000
52 | EMT-CMPC-075 | 3/4" EMT Compression Connector | 2 | EMT | 3/4" EMT Compression Connector | Allied Tube | Atkore | EA | 2500 | 750 | 1000 | 1250 | 0.45 | 1 | 1 |  |  | true |  | "2026-03-03T14:19:38.281Z" | "2026-03-03T14:19:38.281Z" | EMT Compression Connector | 3/4" | 750
53 | EMT-CMPC-100 | 1" EMT Compression Connector | 2 | EMT | 1" EMT Compression Connector | Allied Tube | Atkore | EA | 2500 | 750 | 1000 | 1250 | 0.45 | 1 | 1 |  |  | true |  | "2026-03-03T14:19:38.281Z" | "2026-03-03T14:19:38.281Z" | EMT Compression Connector | 1" | 1000
54 | EMT-CMPC-125 | 1-1/4" EMT Compression Connector | 2 | EMT | 1-1/4" EMT Compression Connector | Allied Tube | Atkore | EA | 2500 | 750 | 1000 | 1250 | 0.45 | 1 | 1 |  |  | true |  | "2026-03-03T14:19:38.281Z" | "2026-03-03T14:19:38.281Z" | EMT Compression Connector | 1-1/4" | 1250
55 | EMT-CMPC-150 | 1-1/2" EMT Compression Connector | 2 | EMT | 1-1/2" EMT Compression Connector | Allied Tube | Atkore | EA | 2500 | 750 | 1000 | 1250 | 0.45 | 1 | 1 |  |  | true |  | "2026-03-03T14:19:38.281Z" | "2026-03-03T14:19:38.281Z" | EMT Compression Connector | 1-1/2" | 1500
56 | EMT-CMPC-200 | 2" EMT Compression Connector | 2 | EMT | 2" EMT Compression Connector | Allied Tube | Atkore | EA | 2500 | 750 | 1000 | 1250 | 0.45 | 1 | 1 |  |  | true |  | "2026-03-03T14:19:38.281Z" | "2026-03-03T14:19:38.281Z" | EMT Compression Connector | 2" | 2000
57 | EMT-CMPC-300 | 3" EMT Compression Connector | 2 | EMT | 3" EMT Compression Connector | Allied Tube | Atkore | EA | 2500 | 750 | 1000 | 1250 | 0.45 | 1 | 1 |  |  | true |  | "2026-03-03T14:19:38.281Z" | "2026-03-03T14:19:38.281Z" | EMT Compression Connector | 3" | 3000
58 | EMT-CMPC-400 | 4" EMT Compression Connector | 2 | EMT | 4" EMT Compression Connector | Allied Tube | Atkore | EA | 2500 | 750 | 1000 | 1250 | 0.45 | 1 | 1 |  |  | true |  | "2026-03-03T14:19:38.281Z" | "2026-03-03T14:19:38.281Z" | EMT Compression Connector | 4" | 4000
59 | EMT-CMPC-600 | 6" EMT Compression Connector | 2 | EMT | 6" EMT Compression Connector | Allied Tube | Atkore | EA | 2500 | 750 | 1000 | 1250 | 0.45 | 1 | 1 |  |  | true |  | "2026-03-03T14:19:38.281Z" | "2026-03-03T14:19:38.281Z" | EMT Compression Connector | 6" | 6000
60 | EMT-CMPL-075 | 3/4" EMT Compression Coupling | 2 | EMT | 3/4" EMT Compression Coupling | Allied Tube | Atkore | EA | 2500 | 750 | 1000 | 1250 | 0.45 | 1 | 1 |  |  | true |  | "2026-03-03T14:19:38.281Z" | "2026-03-03T14:19:38.281Z" | EMT Compression Coupling | 3/4" | 750
61 | EMT-CMPL-100 | 1" EMT Compression Coupling | 2 | EMT | 1" EMT Compression Coupling | Allied Tube | Atkore | EA | 2500 | 750 | 1000 | 1250 | 0.45 | 1 | 1 |  |  | true |  | "2026-03-03T14:19:38.281Z" | "2026-03-03T14:19:38.281Z" | EMT Compression Coupling | 1" | 1000
62 | EMT-CMPL-125 | 1-1/4" EMT Compression Coupling | 2 | EMT | 1-1/4" EMT Compression Coupling | Allied Tube | Atkore | EA | 2500 | 750 | 1000 | 1250 | 0.45 | 1 | 1 |  |  | true |  | "2026-03-03T14:19:38.281Z" | "2026-03-03T14:19:38.281Z" | EMT Compression Coupling | 1-1/4" | 1250
63 | EMT-CMPL-150 | 1-1/2" EMT Compression Coupling | 2 | EMT | 1-1/2" EMT Compression Coupling | Allied Tube | Atkore | EA | 2500 | 750 | 1000 | 1250 | 0.45 | 1 | 1 |  |  | true |  | "2026-03-03T14:19:38.281Z" | "2026-03-03T14:19:38.281Z" | EMT Compression Coupling | 1-1/2" | 1500
64 | EMT-CMPL-200 | 2" EMT Compression Coupling | 2 | EMT | 2" EMT Compression Coupling | Allied Tube | Atkore | EA | 2500 | 750 | 1000 | 1250 | 0.45 | 1 | 1 |  |  | true |  | "2026-03-03T14:19:38.281Z" | "2026-03-03T14:19:38.281Z" | EMT Compression Coupling | 2" | 2000
65 | EMT-CMPL-300 | 3" EMT Compression Coupling | 2 | EMT | 3" EMT Compression Coupling | Allied Tube | Atkore | EA | 2500 | 750 | 1000 | 1250 | 0.45 | 1 | 1 |  |  | true |  | "2026-03-03T14:19:38.281Z" | "2026-03-03T14:19:38.281Z" | EMT Compression Coupling | 3" | 3000
66 | EMT-CMPL-400 | 4" EMT Compression Coupling | 2 | EMT | 4" EMT Compression Coupling | Allied Tube | Atkore | EA | 2500 | 750 | 1000 | 1250 | 0.45 | 1 | 1 |  |  | true |  | "2026-03-03T14:19:38.281Z" | "2026-03-03T14:19:38.281Z" | EMT Compression Coupling | 4" | 4000
67 | EMT-CMPL-600 | 6" EMT Compression Coupling | 2 | EMT | 6" EMT Compression Coupling | Allied Tube | Atkore | EA | 2500 | 750 | 1000 | 1250 | 0.45 | 1 | 1 |  |  | true |  | "2026-03-03T14:19:38.281Z" | "2026-03-03T14:19:38.281Z" | EMT Compression Coupling | 6" | 6000
68 | EMT-ELB-125 | 1-1/4" EMT Elbow 90° | 2 | EMT | 1-1/4" EMT Elbow 90° | Allied Tube | Atkore | EA | 2500 | 750 | 1000 | 1250 | 0.45 | 1 | 1 |  |  | true |  | "2026-03-03T14:19:38.281Z" | "2026-03-03T14:19:38.281Z" | EMT Elbow 90° | 1-1/4" | 1250
69 | EMT-ELB-150 | 1-1/2" EMT Elbow 90° | 2 | EMT | 1-1/2" EMT Elbow 90° | Allied Tube | Atkore | EA | 2500 | 750 | 1000 | 1250 | 0.45 | 1 | 1 |  |  | true |  | "2026-03-03T14:19:38.281Z" | "2026-03-03T14:19:38.281Z" | EMT Elbow 90° | 1-1/2" | 1500
70 | EMT-ELB-200 | 2" EMT Elbow 90° | 2 | EMT | 2" EMT Elbow 90° | Allied Tube | Atkore | EA | 2500 | 750 | 1000 | 1250 | 0.45 | 1 | 1 |  |  | true |  | "2026-03-03T14:19:38.281Z" | "2026-03-03T14:19:38.281Z" | EMT Elbow 90° | 2" | 2000
71 | EMT-ELB-300 | 3" EMT Elbow 90° | 2 | EMT | 3" EMT Elbow 90° | Allied Tube | Atkore | EA | 2500 | 750 | 1000 | 1250 | 0.45 | 1 | 1 |  |  | true |  | "2026-03-03T14:19:38.281Z" | "2026-03-03T14:19:38.281Z" | EMT Elbow 90° | 3" | 3000
72 | EMT-ELB-400 | 4" EMT Elbow 90° | 2 | EMT | 4" EMT Elbow 90° | Allied Tube | Atkore | EA | 2500 | 750 | 1000 | 1250 | 0.45 | 1 | 1 |  |  | true |  | "2026-03-03T14:19:38.281Z" | "2026-03-03T14:19:38.281Z" | EMT Elbow 90° | 4" | 4000
73 | EMT-ELB-600 | 6" EMT Elbow 90° | 2 | EMT | 6" EMT Elbow 90° | Allied Tube | Atkore | EA | 2500 | 750 | 1000 | 1250 | 0.45 | 1 | 1 |  |  | true |  | "2026-03-03T14:19:38.281Z" | "2026-03-03T14:19:38.281Z" | EMT Elbow 90° | 6" | 6000
74 | EMT-1HS-050 | 1/2" EMT One-Hole Strap | 2 | EMT | 1/2" EMT One-Hole Strap | Allied Tube | Atkore | EA | 2500 | 750 | 1000 | 1250 | 0.45 | 1 | 1 |  |  | true |  | "2026-03-03T14:19:38.281Z" | "2026-03-03T14:19:38.281Z" | EMT One-Hole Strap | 1/2" | 500
75 | EMT-1HS-075 | 3/4" EMT One-Hole Strap | 2 | EMT | 3/4" EMT One-Hole Strap | Allied Tube | Atkore | EA | 2500 | 750 | 1000 | 1250 | 0.45 | 1 | 1 |  |  | true |  | "2026-03-03T14:19:38.281Z" | "2026-03-03T14:19:38.281Z" | EMT One-Hole Strap | 3/4" | 750
76 | EMT-1HS-100 | 1" EMT One-Hole Strap | 2 | EMT | 1" EMT One-Hole Strap | Allied Tube | Atkore | EA | 2500 | 750 | 1000 | 1250 | 0.45 | 1 | 1 |  |  | true |  | "2026-03-03T14:19:38.281Z" | "2026-03-03T14:19:38.281Z" | EMT One-Hole Strap | 1" | 1000
77 | EMT-2HS-050 | 1/2" EMT Two-Hole Strap | 2 | EMT | 1/2" EMT Two-Hole Strap | Allied Tube | Atkore | EA | 2500 | 750 | 1000 | 1250 | 0.45 | 1 | 1 |  |  | true |  | "2026-03-03T14:19:38.281Z" | "2026-03-03T14:19:38.281Z" | EMT Two-Hole Strap | 1/2" | 500
78 | EMT-2HS-075 | 3/4" EMT Two-Hole Strap | 2 | EMT | 3/4" EMT Two-Hole Strap | Allied Tube | Atkore | EA | 2500 | 750 | 1000 | 1250 | 0.45 | 1 | 1 |  |  | true |  | "2026-03-03T14:19:38.281Z" | "2026-03-03T14:19:38.281Z" | EMT Two-Hole Strap | 3/4" | 750
79 | EMT-2HS-100 | 1" EMT Two-Hole Strap | 2 | EMT | 1" EMT Two-Hole Strap | Allied Tube | Atkore | EA | 2500 | 750 | 1000 | 1250 | 0.45 | 1 | 1 |  |  | true |  | "2026-03-03T14:19:38.281Z" | "2026-03-03T14:19:38.281Z" | EMT Two-Hole Strap | 1" | 1000
80 | RIG-CON-075 | 3/4" Rigid Conduit | 2 | Rigid | 3/4" Rigid Conduit | Allied Tube | Atkore | FT | 2500 | 750 | 1000 | 1250 | 0.45 | 1 | 1 |  |  | true |  | "2026-03-03T14:19:38.281Z" | "2026-03-03T14:19:38.281Z" | Rigid Conduit | 3/4" | 750
81 | RIG-CON-100 | 1" Rigid Conduit | 2 | Rigid | 1" Rigid Conduit | Allied Tube | Atkore | FT | 2500 | 750 | 1000 | 1250 | 0.45 | 1 | 1 |  |  | true |  | "2026-03-03T14:19:38.281Z" | "2026-03-03T14:19:38.281Z" | Rigid Conduit | 1" | 1000
82 | RIG-CON-125 | 1-1/4" Rigid Conduit | 2 | Rigid | 1-1/4" Rigid Conduit | Allied Tube | Atkore | FT | 2500 | 750 | 1000 | 1250 | 0.45 | 1 | 1 |  |  | true |  | "2026-03-03T14:19:38.281Z" | "2026-03-03T14:19:38.281Z" | Rigid Conduit | 1-1/4" | 1250
83 | RIG-CON-150 | 1-1/2" Rigid Conduit | 2 | Rigid | 1-1/2" Rigid Conduit | Allied Tube | Atkore | FT | 2500 | 750 | 1000 | 1250 | 0.45 | 1 | 1 |  |  | true |  | "2026-03-03T14:19:38.281Z" | "2026-03-03T14:19:38.281Z" | Rigid Conduit | 1-1/2" | 1500
84 | RIG-CON-200 | 2" Rigid Conduit | 2 | Rigid | 2" Rigid Conduit | Allied Tube | Atkore | FT | 2500 | 750 | 1000 | 1250 | 0.45 | 1 | 1 |  |  | true |  | "2026-03-03T14:19:38.281Z" | "2026-03-03T14:19:38.281Z" | Rigid Conduit | 2" | 2000
85 | RIG-CON-300 | 3" Rigid Conduit | 2 | Rigid | 3" Rigid Conduit | Allied Tube | Atkore | FT | 2500 | 750 | 1000 | 1250 | 0.45 | 1 | 1 |  |  | true |  | "2026-03-03T14:19:38.281Z" | "2026-03-03T14:19:38.281Z" | Rigid Conduit | 3" | 3000
86 | RIG-CON-400 | 4" Rigid Conduit | 2 | Rigid | 4" Rigid Conduit | Allied Tube | Atkore | FT | 2500 | 750 | 1000 | 1250 | 0.45 | 1 | 1 |  |  | true |  | "2026-03-03T14:19:38.281Z" | "2026-03-03T14:19:38.281Z" | Rigid Conduit | 4" | 4000
87 | RIG-CON-600 | 6" Rigid Conduit | 2 | Rigid | 6" Rigid Conduit | Allied Tube | Atkore | FT | 2500 | 750 | 1000 | 1250 | 0.45 | 1 | 1 |  |  | true |  | "2026-03-03T14:19:38.281Z" | "2026-03-03T14:19:38.281Z" | Rigid Conduit | 6" | 6000
88 | RIG-CPL-075 | 3/4" Rigid Coupling | 2 | Rigid | 3/4" Rigid Coupling | Allied Tube | Atkore | EA | 2500 | 750 | 1000 | 1250 | 0.45 | 1 | 1 |  |  | true |  | "2026-03-03T14:19:38.281Z" | "2026-03-03T14:19:38.281Z" | Rigid Coupling | 3/4" | 750
89 | RIG-CPL-100 | 1" Rigid Coupling | 2 | Rigid | 1" Rigid Coupling | Allied Tube | Atkore | EA | 2500 | 750 | 1000 | 1250 | 0.45 | 1 | 1 |  |  | true |  | "2026-03-03T14:19:38.281Z" | "2026-03-03T14:19:38.281Z" | Rigid Coupling | 1" | 1000
90 | RIG-CPL-125 | 1-1/4" Rigid Coupling | 2 | Rigid | 1-1/4" Rigid Coupling | Allied Tube | Atkore | EA | 2500 | 750 | 1000 | 1250 | 0.45 | 1 | 1 |  |  | true |  | "2026-03-03T14:19:38.281Z" | "2026-03-03T14:19:38.281Z" | Rigid Coupling | 1-1/4" | 1250
91 | RIG-CPL-150 | 1-1/2" Rigid Coupling | 2 | Rigid | 1-1/2" Rigid Coupling | Allied Tube | Atkore | EA | 2500 | 750 | 1000 | 1250 | 0.45 | 1 | 1 |  |  | true |  | "2026-03-03T14:19:38.281Z" | "2026-03-03T14:19:38.281Z" | Rigid Coupling | 1-1/2" | 1500
92 | RIG-CPL-200 | 2" Rigid Coupling | 2 | Rigid | 2" Rigid Coupling | Allied Tube | Atkore | EA | 2500 | 750 | 1000 | 1250 | 0.45 | 1 | 1 |  |  | true |  | "2026-03-03T14:19:38.281Z" | "2026-03-03T14:19:38.281Z" | Rigid Coupling | 2" | 2000
93 | RIG-CPL-300 | 3" Rigid Coupling | 2 | Rigid | 3" Rigid Coupling | Allied Tube | Atkore | EA | 2500 | 750 | 1000 | 1250 | 0.45 | 1 | 1 |  |  | true |  | "2026-03-03T14:19:38.281Z" | "2026-03-03T14:19:38.281Z" | Rigid Coupling | 3" | 3000
94 | RIG-CPL-400 | 4" Rigid Coupling | 2 | Rigid | 4" Rigid Coupling | Allied Tube | Atkore | EA | 2500 | 750 | 1000 | 1250 | 0.45 | 1 | 1 |  |  | true |  | "2026-03-03T14:19:38.281Z" | "2026-03-03T14:19:38.281Z" | Rigid Coupling | 4" | 4000
95 | RIG-CPL-600 | 6" Rigid Coupling | 2 | Rigid | 6" Rigid Coupling | Allied Tube | Atkore | EA | 2500 | 750 | 1000 | 1250 | 0.45 | 1 | 1 |  |  | true |  | "2026-03-03T14:19:38.281Z" | "2026-03-03T14:19:38.281Z" | Rigid Coupling | 6" | 6000
96 | RIG-CMPL-075 | 3/4" Rigid Compression Coupling | 2 | Rigid | 3/4" Rigid Compression Coupling | Allied Tube | Atkore | EA | 2500 | 750 | 1000 | 1250 | 0.45 | 1 | 1 |  |  | true |  | "2026-03-03T14:19:38.281Z" | "2026-03-03T14:19:38.281Z" | Rigid Compression Coupling | 3/4" | 750
97 | RIG-CMPL-100 | 1" Rigid Compression Coupling | 2 | Rigid | 1" Rigid Compression Coupling | Allied Tube | Atkore | EA | 2500 | 750 | 1000 | 1250 | 0.45 | 1 | 1 |  |  | true |  | "2026-03-03T14:19:38.281Z" | "2026-03-03T14:19:38.281Z" | Rigid Compression Coupling | 1" | 1000
98 | RIG-CMPL-125 | 1-1/4" Rigid Compression Coupling | 2 | Rigid | 1-1/4" Rigid Compression Coupling | Allied Tube | Atkore | EA | 2500 | 750 | 1000 | 1250 | 0.45 | 1 | 1 |  |  | true |  | "2026-03-03T14:19:38.281Z" | "2026-03-03T14:19:38.281Z" | Rigid Compression Coupling | 1-1/4" | 1250
99 | RIG-CMPL-150 | 1-1/2" Rigid Compression Coupling | 2 | Rigid | 1-1/2" Rigid Compression Coupling | Allied Tube | Atkore | EA | 2500 | 750 | 1000 | 1250 | 0.45 | 1 | 1 |  |  | true |  | "2026-03-03T14:19:38.281Z" | "2026-03-03T14:19:38.281Z" | Rigid Compression Coupling | 1-1/2" | 1500
100 | RIG-CMPL-200 | 2" Rigid Compression Coupling | 2 | Rigid | 2" Rigid Compression Coupling | Allied Tube | Atkore | EA | 2500 | 750 | 1000 | 1250 | 0.45 | 1 | 1 |  |  | true |  | "2026-03-03T14:19:38.281Z" | "2026-03-03T14:19:38.281Z" | Rigid Compression Coupling | 2" | 2000
101 | RIG-CMPL-300 | 3" Rigid Compression Coupling | 2 | Rigid | 3" Rigid Compression Coupling | Allied Tube | Atkore | EA | 2500 | 750 | 1000 | 1250 | 0.45 | 1 | 1 |  |  | true |  | "2026-03-03T14:19:38.281Z" | "2026-03-03T14:19:38.281Z" | Rigid Compression Coupling | 3" | 3000
102 | RIG-CMPL-400 | 4" Rigid Compression Coupling | 2 | Rigid | 4" Rigid Compression Coupling | Allied Tube | Atkore | EA | 2500 | 750 | 1000 | 1250 | 0.45 | 1 | 1 |  |  | true |  | "2026-03-03T14:19:38.281Z" | "2026-03-03T14:19:38.281Z" | Rigid Compression Coupling | 4" | 4000
103 | RIG-CMPL-600 | 6" Rigid Compression Coupling | 2 | Rigid | 6" Rigid Compression Coupling | Allied Tube | Atkore | EA | 2500 | 750 | 1000 | 1250 | 0.45 | 1 | 1 |  |  | true |  | "2026-03-03T14:19:38.281Z" | "2026-03-03T14:19:38.281Z" | Rigid Compression Coupling | 6" | 6000
104 | RIG-CMPC-075 | 3/4" Rigid Compression Connector | 2 | Rigid | 3/4" Rigid Compression Connector | Allied Tube | Atkore | EA | 2500 | 750 | 1000 | 1250 | 0.45 | 1 | 1 |  |  | true |  | "2026-03-03T14:19:38.281Z" | "2026-03-03T14:19:38.281Z" | Rigid Compression Connector | 3/4" | 750
105 | RIG-CMPC-100 | 1" Rigid Compression Connector | 2 | Rigid | 1" Rigid Compression Connector | Allied Tube | Atkore | EA | 2500 | 750 | 1000 | 1250 | 0.45 | 1 | 1 |  |  | true |  | "2026-03-03T14:19:38.281Z" | "2026-03-03T14:19:38.281Z" | Rigid Compression Connector | 1" | 1000
106 | RIG-CMPC-125 | 1-1/4" Rigid Compression Connector | 2 | Rigid | 1-1/4" Rigid Compression Connector | Allied Tube | Atkore | EA | 2500 | 750 | 1000 | 1250 | 0.45 | 1 | 1 |  |  | true |  | "2026-03-03T14:19:38.281Z" | "2026-03-03T14:19:38.281Z" | Rigid Compression Connector | 1-1/4" | 1250
107 | RIG-CMPC-150 | 1-1/2" Rigid Compression Connector | 2 | Rigid | 1-1/2" Rigid Compression Connector | Allied Tube | Atkore | EA | 2500 | 750 | 1000 | 1250 | 0.45 | 1 | 1 |  |  | true |  | "2026-03-03T14:19:38.281Z" | "2026-03-03T14:19:38.281Z" | Rigid Compression Connector | 1-1/2" | 1500
108 | RIG-CMPC-200 | 2" Rigid Compression Connector | 2 | Rigid | 2" Rigid Compression Connector | Allied Tube | Atkore | EA | 2500 | 750 | 1000 | 1250 | 0.45 | 1 | 1 |  |  | true |  | "2026-03-03T14:19:38.281Z" | "2026-03-03T14:19:38.281Z" | Rigid Compression Connector | 2" | 2000
109 | RIG-CMPC-300 | 3" Rigid Compression Connector | 2 | Rigid | 3" Rigid Compression Connector | Allied Tube | Atkore | EA | 2500 | 750 | 1000 | 1250 | 0.45 | 1 | 1 |  |  | true |  | "2026-03-03T14:19:38.281Z" | "2026-03-03T14:19:38.281Z" | Rigid Compression Connector | 3" | 3000
110 | RIG-CMPC-400 | 4" Rigid Compression Connector | 2 | Rigid | 4" Rigid Compression Connector | Allied Tube | Atkore | EA | 2500 | 750 | 1000 | 1250 | 0.45 | 1 | 1 |  |  | true |  | "2026-03-03T14:19:38.281Z" | "2026-03-03T14:19:38.281Z" | Rigid Compression Connector | 4" | 4000
111 | RIG-CMPC-600 | 6" Rigid Compression Connector | 2 | Rigid | 6" Rigid Compression Connector | Allied Tube | Atkore | EA | 2500 | 750 | 1000 | 1250 | 0.45 | 1 | 1 |  |  | true |  | "2026-03-03T14:19:38.281Z" | "2026-03-03T14:19:38.281Z" | Rigid Compression Connector | 6" | 6000
112 | RIG-ELB-125 | 1-1/4" Rigid Elbow 90° | 2 | Rigid | 1-1/4" Rigid Elbow 90° | Allied Tube | Atkore | EA | 2500 | 750 | 1000 | 1250 | 0.45 | 1 | 1 |  |  | true |  | "2026-03-03T14:19:38.281Z" | "2026-03-03T14:19:38.281Z" | Rigid Elbow 90° | 1-1/4" | 1250
113 | RIG-ELB-150 | 1-1/2" Rigid Elbow 90° | 2 | Rigid | 1-1/2" Rigid Elbow 90° | Allied Tube | Atkore | EA | 2500 | 750 | 1000 | 1250 | 0.45 | 1 | 1 |  |  | true |  | "2026-03-03T14:19:38.281Z" | "2026-03-03T14:19:38.281Z" | Rigid Elbow 90° | 1-1/2" | 1500
114 | RIG-ELB-200 | 2" Rigid Elbow 90° | 2 | Rigid | 2" Rigid Elbow 90° | Allied Tube | Atkore | EA | 2500 | 750 | 1000 | 1250 | 0.45 | 1 | 1 |  |  | true |  | "2026-03-03T14:19:38.281Z" | "2026-03-03T14:19:38.281Z" | Rigid Elbow 90° | 2" | 2000
115 | RIG-ELB-300 | 3" Rigid Elbow 90° | 2 | Rigid | 3" Rigid Elbow 90° | Allied Tube | Atkore | EA | 2500 | 750 | 1000 | 1250 | 0.45 | 1 | 1 |  |  | true |  | "2026-03-03T14:19:38.281Z" | "2026-03-03T14:19:38.281Z" | Rigid Elbow 90° | 3" | 3000
116 | RIG-ELB-400 | 4" Rigid Elbow 90° | 2 | Rigid | 4" Rigid Elbow 90° | Allied Tube | Atkore | EA | 2500 | 750 | 1000 | 1250 | 0.45 | 1 | 1 |  |  | true |  | "2026-03-03T14:19:38.281Z" | "2026-03-03T14:19:38.281Z" | Rigid Elbow 90° | 4" | 4000
117 | RIG-ELB-600 | 6" Rigid Elbow 90° | 2 | Rigid | 6" Rigid Elbow 90° | Allied Tube | Atkore | EA | 2500 | 750 | 1000 | 1250 | 0.45 | 1 | 1 |  |  | true |  | "2026-03-03T14:19:38.281Z" | "2026-03-03T14:19:38.281Z" | Rigid Elbow 90° | 6" | 6000
118 | PVC-CON-075 | 3/4" PVC Conduit | 2 | PVC | 3/4" PVC Conduit | Allied Tube | Atkore | FT | 2500 | 750 | 1000 | 1250 | 0.45 | 1 | 1 |  |  | true |  | "2026-03-03T14:19:38.281Z" | "2026-03-03T14:19:38.281Z" | PVC Conduit | 3/4" | 750
119 | PVC-CON-100 | 1" PVC Conduit | 2 | PVC | 1" PVC Conduit | Allied Tube | Atkore | FT | 2500 | 750 | 1000 | 1250 | 0.45 | 1 | 1 |  |  | true |  | "2026-03-03T14:19:38.281Z" | "2026-03-03T14:19:38.281Z" | PVC Conduit | 1" | 1000
120 | PVC-CON-125 | 1-1/4" PVC Conduit | 2 | PVC | 1-1/4" PVC Conduit | Allied Tube | Atkore | FT | 2500 | 750 | 1000 | 1250 | 0.45 | 1 | 1 |  |  | true |  | "2026-03-03T14:19:38.281Z" | "2026-03-03T14:19:38.281Z" | PVC Conduit | 1-1/4" | 1250
121 | PVC-CON-150 | 1-1/2" PVC Conduit | 2 | PVC | 1-1/2" PVC Conduit | Allied Tube | Atkore | FT | 2500 | 750 | 1000 | 1250 | 0.45 | 1 | 1 |  |  | true |  | "2026-03-03T14:19:38.281Z" | "2026-03-03T14:19:38.281Z" | PVC Conduit | 1-1/2" | 1500
122 | PVC-CON-200 | 2" PVC Conduit | 2 | PVC | 2" PVC Conduit | Allied Tube | Atkore | FT | 2500 | 750 | 1000 | 1250 | 0.45 | 1 | 1 |  |  | true |  | "2026-03-03T14:19:38.281Z" | "2026-03-03T14:19:38.281Z" | PVC Conduit | 2" | 2000
123 | PVC-CON-300 | 3" PVC Conduit | 2 | PVC | 3" PVC Conduit | Allied Tube | Atkore | FT | 2500 | 750 | 1000 | 1250 | 0.45 | 1 | 1 |  |  | true |  | "2026-03-03T14:19:38.281Z" | "2026-03-03T14:19:38.281Z" | PVC Conduit | 3" | 3000
124 | PVC-CON-400 | 4" PVC Conduit | 2 | PVC | 4" PVC Conduit | Allied Tube | Atkore | FT | 2500 | 750 | 1000 | 1250 | 0.45 | 1 | 1 |  |  | true |  | "2026-03-03T14:19:38.281Z" | "2026-03-03T14:19:38.281Z" | PVC Conduit | 4" | 4000
125 | PVC-CON-600 | 6" PVC Conduit | 2 | PVC | 6" PVC Conduit | Allied Tube | Atkore | FT | 2500 | 750 | 1000 | 1250 | 0.45 | 1 | 1 |  |  | true |  | "2026-03-03T14:19:38.281Z" | "2026-03-03T14:19:38.281Z" | PVC Conduit | 6" | 6000
126 | PVC-CONN-075 | 3/4" PVC Connector | 2 | PVC | 3/4" PVC Connector | Allied Tube | Atkore | EA | 2500 | 750 | 1000 | 1250 | 0.45 | 1 | 1 |  |  | true |  | "2026-03-03T14:19:38.281Z" | "2026-03-03T14:19:38.281Z" | PVC Connector | 3/4" | 750
127 | PVC-CONN-100 | 1" PVC Connector | 2 | PVC | 1" PVC Connector | Allied Tube | Atkore | EA | 2500 | 750 | 1000 | 1250 | 0.45 | 1 | 1 |  |  | true |  | "2026-03-03T14:19:38.281Z" | "2026-03-03T14:19:38.281Z" | PVC Connector | 1" | 1000
128 | PVC-CONN-125 | 1-1/4" PVC Connector | 2 | PVC | 1-1/4" PVC Connector | Allied Tube | Atkore | EA | 2500 | 750 | 1000 | 1250 | 0.45 | 1 | 1 |  |  | true |  | "2026-03-03T14:19:38.281Z" | "2026-03-03T14:19:38.281Z" | PVC Connector | 1-1/4" | 1250
129 | PVC-CONN-150 | 1-1/2" PVC Connector | 2 | PVC | 1-1/2" PVC Connector | Allied Tube | Atkore | EA | 2500 | 750 | 1000 | 1250 | 0.45 | 1 | 1 |  |  | true |  | "2026-03-03T14:19:38.281Z" | "2026-03-03T14:19:38.281Z" | PVC Connector | 1-1/2" | 1500
130 | PVC-CONN-200 | 2" PVC Connector | 2 | PVC | 2" PVC Connector | Allied Tube | Atkore | EA | 2500 | 750 | 1000 | 1250 | 0.45 | 1 | 1 |  |  | true |  | "2026-03-03T14:19:38.281Z" | "2026-03-03T14:19:38.281Z" | PVC Connector | 2" | 2000
131 | PVC-CONN-300 | 3" PVC Connector | 2 | PVC | 3" PVC Connector | Allied Tube | Atkore | EA | 2500 | 750 | 1000 | 1250 | 0.45 | 1 | 1 |  |  | true |  | "2026-03-03T14:19:38.281Z" | "2026-03-03T14:19:38.281Z" | PVC Connector | 3" | 3000
132 | PVC-CONN-400 | 4" PVC Connector | 2 | PVC | 4" PVC Connector | Allied Tube | Atkore | EA | 2500 | 750 | 1000 | 1250 | 0.45 | 1 | 1 |  |  | true |  | "2026-03-03T14:19:38.281Z" | "2026-03-03T14:19:38.281Z" | PVC Connector | 4" | 4000
133 | PVC-CONN-600 | 6" PVC Connector | 2 | PVC | 6" PVC Connector | Allied Tube | Atkore | EA | 2500 | 750 | 1000 | 1250 | 0.45 | 1 | 1 |  |  | true |  | "2026-03-03T14:19:38.281Z" | "2026-03-03T14:19:38.281Z" | PVC Connector | 6" | 6000
134 | PVC-CPL-075 | 3/4" PVC Coupling | 2 | PVC | 3/4" PVC Coupling | Allied Tube | Atkore | EA | 2500 | 750 | 1000 | 1250 | 0.45 | 1 | 1 |  |  | true |  | "2026-03-03T14:19:38.281Z" | "2026-03-03T14:19:38.281Z" | PVC Coupling | 3/4" | 750
135 | PVC-CPL-100 | 1" PVC Coupling | 2 | PVC | 1" PVC Coupling | Allied Tube | Atkore | EA | 2500 | 750 | 1000 | 1250 | 0.45 | 1 | 1 |  |  | true |  | "2026-03-03T14:19:38.281Z" | "2026-03-03T14:19:38.281Z" | PVC Coupling | 1" | 1000
136 | PVC-CPL-125 | 1-1/4" PVC Coupling | 2 | PVC | 1-1/4" PVC Coupling | Allied Tube | Atkore | EA | 2500 | 750 | 1000 | 1250 | 0.45 | 1 | 1 |  |  | true |  | "2026-03-03T14:19:38.281Z" | "2026-03-03T14:19:38.281Z" | PVC Coupling | 1-1/4" | 1250
137 | PVC-CPL-150 | 1-1/2" PVC Coupling | 2 | PVC | 1-1/2" PVC Coupling | Allied Tube | Atkore | EA | 2500 | 750 | 1000 | 1250 | 0.45 | 1 | 1 |  |  | true |  | "2026-03-03T14:19:38.281Z" | "2026-03-03T14:19:38.281Z" | PVC Coupling | 1-1/2" | 1500
138 | PVC-CPL-200 | 2" PVC Coupling | 2 | PVC | 2" PVC Coupling | Allied Tube | Atkore | EA | 2500 | 750 | 1000 | 1250 | 0.45 | 1 | 1 |  |  | true |  | "2026-03-03T14:19:38.281Z" | "2026-03-03T14:19:38.281Z" | PVC Coupling | 2" | 2000
139 | PVC-CPL-300 | 3" PVC Coupling | 2 | PVC | 3" PVC Coupling | Allied Tube | Atkore | EA | 2500 | 750 | 1000 | 1250 | 0.45 | 1 | 1 |  |  | true |  | "2026-03-03T14:19:38.281Z" | "2026-03-03T14:19:38.281Z" | PVC Coupling | 3" | 3000
140 | PVC-CPL-400 | 4" PVC Coupling | 2 | PVC | 4" PVC Coupling | Allied Tube | Atkore | EA | 2500 | 750 | 1000 | 1250 | 0.45 | 1 | 1 |  |  | true |  | "2026-03-03T14:19:38.281Z" | "2026-03-03T14:19:38.281Z" | PVC Coupling | 4" | 4000
141 | PVC-CPL-600 | 6" PVC Coupling | 2 | PVC | 6" PVC Coupling | Allied Tube | Atkore | EA | 2500 | 750 | 1000 | 1250 | 0.45 | 1 | 1 |  |  | true |  | "2026-03-03T14:19:38.281Z" | "2026-03-03T14:19:38.281Z" | PVC Coupling | 6" | 6000
142 | EMT-PB-050 | 1/2" Plastic Bushing | 2 | Fittings | 1/2" Plastic Bushing | Allied Tube | Atkore | EA | 2500 | 750 | 1000 | 1250 | 0.45 | 1 | 1 |  |  | true |  | "2026-03-03T14:19:38.281Z" | "2026-03-03T14:19:38.281Z" | Plastic Bushing | 1/2" | 500
143 | EMT-PB-075 | 3/4" Plastic Bushing | 2 | Fittings | 3/4" Plastic Bushing | Allied Tube | Atkore | EA | 2500 | 750 | 1000 | 1250 | 0.45 | 1 | 1 |  |  | true |  | "2026-03-03T14:19:38.281Z" | "2026-03-03T14:19:38.281Z" | Plastic Bushing | 3/4" | 750
144 | EMT-PB-100 | 1" Plastic Bushing | 2 | Fittings | 1" Plastic Bushing | Allied Tube | Atkore | EA | 2500 | 750 | 1000 | 1250 | 0.45 | 1 | 1 |  |  | true |  | "2026-03-03T14:19:38.281Z" | "2026-03-03T14:19:38.281Z" | Plastic Bushing | 1" | 1000
145 | EMT-PB-125 | 1-1/4" Plastic Bushing | 2 | Fittings | 1-1/4" Plastic Bushing | Allied Tube | Atkore | EA | 2500 | 750 | 1000 | 1250 | 0.45 | 1 | 1 |  |  | true |  | "2026-03-03T14:19:38.281Z" | "2026-03-03T14:19:38.281Z" | Plastic Bushing | 1-1/4" | 1250
146 | EMT-PB-150 | 1-1/2" Plastic Bushing | 2 | Fittings | 1-1/2" Plastic Bushing | Allied Tube | Atkore | EA | 2500 | 750 | 1000 | 1250 | 0.45 | 1 | 1 |  |  | true |  | "2026-03-03T14:19:38.281Z" | "2026-03-03T14:19:38.281Z" | Plastic Bushing | 1-1/2" | 1500
147 | EMT-PB-200 | 2" Plastic Bushing | 2 | Fittings | 2" Plastic Bushing | Allied Tube | Atkore | EA | 2500 | 750 | 1000 | 1250 | 0.45 | 1 | 1 |  |  | true |  | "2026-03-03T14:19:38.281Z" | "2026-03-03T14:19:38.281Z" | Plastic Bushing | 2" | 2000
148 | EMT-PB-300 | 3" Plastic Bushing | 2 | Fittings | 3" Plastic Bushing | Allied Tube | Atkore | EA | 2500 | 750 | 1000 | 1250 | 0.45 | 1 | 1 |  |  | true |  | "2026-03-03T14:19:38.281Z" | "2026-03-03T14:19:38.281Z" | Plastic Bushing | 3" | 3000
149 | EMT-PB-400 | 4" Plastic Bushing | 2 | Fittings | 4" Plastic Bushing | Allied Tube | Atkore | EA | 2500 | 750 | 1000 | 1250 | 0.45 | 1 | 1 |  |  | true |  | "2026-03-03T14:19:38.281Z" | "2026-03-03T14:19:38.281Z" | Plastic Bushing | 4" | 4000
150 | EMT-PB-600 | 6" Plastic Bushing | 2 | Fittings | 6" Plastic Bushing | Allied Tube | Atkore | EA | 2500 | 750 | 1000 | 1250 | 0.45 | 1 | 1 |  |  | true |  | "2026-03-03T14:19:38.281Z" | "2026-03-03T14:19:38.281Z" | Plastic Bushing | 6" | 6000
151 | EMT-GB-050 | 1/2" Ground Bushing | 2 | Fittings | 1/2" Ground Bushing | Allied Tube | Atkore | EA | 2500 | 750 | 1000 | 1250 | 0.45 | 1 | 1 |  |  | true |  | "2026-03-03T14:19:38.281Z" | "2026-03-03T14:19:38.281Z" | Ground Bushing | 1/2" | 500
152 | EMT-GB-075 | 3/4" Ground Bushing | 2 | Fittings | 3/4" Ground Bushing | Allied Tube | Atkore | EA | 2500 | 750 | 1000 | 1250 | 0.45 | 1 | 1 |  |  | true |  | "2026-03-03T14:19:38.281Z" | "2026-03-03T14:19:38.281Z" | Ground Bushing | 3/4" | 750
153 | EMT-GB-100 | 1" Ground Bushing | 2 | Fittings | 1" Ground Bushing | Allied Tube | Atkore | EA | 2500 | 750 | 1000 | 1250 | 0.45 | 1 | 1 |  |  | true |  | "2026-03-03T14:19:38.281Z" | "2026-03-03T14:19:38.281Z" | Ground Bushing | 1" | 1000
154 | EMT-GB-125 | 1-1/4" Ground Bushing | 2 | Fittings | 1-1/4" Ground Bushing | Allied Tube | Atkore | EA | 2500 | 750 | 1000 | 1250 | 0.45 | 1 | 1 |  |  | true |  | "2026-03-03T14:19:38.281Z" | "2026-03-03T14:19:38.281Z" | Ground Bushing | 1-1/4" | 1250
155 | EMT-GB-150 | 1-1/2" Ground Bushing | 2 | Fittings | 1-1/2" Ground Bushing | Allied Tube | Atkore | EA | 2500 | 750 | 1000 | 1250 | 0.45 | 1 | 1 |  |  | true |  | "2026-03-03T14:19:38.281Z" | "2026-03-03T14:19:38.281Z" | Ground Bushing | 1-1/2" | 1500
156 | EMT-GB-200 | 2" Ground Bushing | 2 | Fittings | 2" Ground Bushing | Allied Tube | Atkore | EA | 2500 | 750 | 1000 | 1250 | 0.45 | 1 | 1 |  |  | true |  | "2026-03-03T14:19:38.281Z" | "2026-03-03T14:19:38.281Z" | Ground Bushing | 2" | 2000
157 | EMT-GB-300 | 3" Ground Bushing | 2 | Fittings | 3" Ground Bushing | Allied Tube | Atkore | EA | 2500 | 750 | 1000 | 1250 | 0.45 | 1 | 1 |  |  | true |  | "2026-03-03T14:19:38.281Z" | "2026-03-03T14:19:38.281Z" | Ground Bushing | 3" | 3000
158 | EMT-GB-400 | 4" Ground Bushing | 2 | Fittings | 4" Ground Bushing | Allied Tube | Atkore | EA | 2500 | 750 | 1000 | 1250 | 0.45 | 1 | 1 |  |  | true |  | "2026-03-03T14:19:38.281Z" | "2026-03-03T14:19:38.281Z" | Ground Bushing | 4" | 4000
159 | EMT-GB-600 | 6" Ground Bushing | 2 | Fittings | 6" Ground Bushing | Allied Tube | Atkore | EA | 2500 | 750 | 1000 | 1250 | 0.45 | 1 | 1 |  |  | true |  | "2026-03-03T14:19:38.281Z" | "2026-03-03T14:19:38.281Z" | Ground Bushing | 6" | 6000
160 | EMT-LKN-050 | 1/2" Locknut | 2 | Fittings | 1/2" Locknut | Allied Tube | Atkore | EA | 2500 | 750 | 1000 | 1250 | 0.45 | 1 | 1 |  |  | true |  | "2026-03-03T14:19:38.281Z" | "2026-03-03T14:19:38.281Z" | Locknut | 1/2" | 500
161 | EMT-LKN-075 | 3/4" Locknut | 2 | Fittings | 3/4" Locknut | Allied Tube | Atkore | EA | 2500 | 750 | 1000 | 1250 | 0.45 | 1 | 1 |  |  | true |  | "2026-03-03T14:19:38.281Z" | "2026-03-03T14:19:38.281Z" | Locknut | 3/4" | 750
162 | EMT-LKN-100 | 1" Locknut | 2 | Fittings | 1" Locknut | Allied Tube | Atkore | EA | 2500 | 750 | 1000 | 1250 | 0.45 | 1 | 1 |  |  | true |  | "2026-03-03T14:19:38.281Z" | "2026-03-03T14:19:38.281Z" | Locknut | 1" | 1000
163 | EMT-LKN-125 | 1-1/4" Locknut | 2 | Fittings | 1-1/4" Locknut | Allied Tube | Atkore | EA | 2500 | 750 | 1000 | 1250 | 0.45 | 1 | 1 |  |  | true |  | "2026-03-03T14:19:38.281Z" | "2026-03-03T14:19:38.281Z" | Locknut | 1-1/4" | 1250
164 | EMT-LKN-150 | 1-1/2" Locknut | 2 | Fittings | 1-1/2" Locknut | Allied Tube | Atkore | EA | 2500 | 750 | 1000 | 1250 | 0.45 | 1 | 1 |  |  | true |  | "2026-03-03T14:19:38.281Z" | "2026-03-03T14:19:38.281Z" | Locknut | 1-1/2" | 1500
165 | EMT-LKN-200 | 2" Locknut | 2 | Fittings | 2" Locknut | Allied Tube | Atkore | EA | 2500 | 750 | 1000 | 1250 | 0.45 | 1 | 1 |  |  | true |  | "2026-03-03T14:19:38.281Z" | "2026-03-03T14:19:38.281Z" | Locknut | 2" | 2000
166 | EMT-LKN-300 | 3" Locknut | 2 | Fittings | 3" Locknut | Allied Tube | Atkore | EA | 2500 | 750 | 1000 | 1250 | 0.45 | 1 | 1 |  |  | true |  | "2026-03-03T14:19:38.281Z" | "2026-03-03T14:19:38.281Z" | Locknut | 3" | 3000
167 | EMT-LKN-400 | 4" Locknut | 2 | Fittings | 4" Locknut | Allied Tube | Atkore | EA | 2500 | 750 | 1000 | 1250 | 0.45 | 1 | 1 |  |  | true |  | "2026-03-03T14:19:38.281Z" | "2026-03-03T14:19:38.281Z" | Locknut | 4" | 4000
168 | EMT-LKN-600 | 6" Locknut | 2 | Fittings | 6" Locknut | Allied Tube | Atkore | EA | 2500 | 750 | 1000 | 1250 | 0.45 | 1 | 1 |  |  | true |  | "2026-03-03T14:19:38.281Z" | "2026-03-03T14:19:38.281Z" | Locknut | 6" | 6000
169 | ANG-2H | Standard Corner Angle | 3 | Fittings | Standard Corner Angle | Unistrut | Atkore | EA | 800 | 150 | 250 | 500 | 2.15 | 2 | 1 |  |  | true |  | "2026-03-03T14:19:38.281Z" | "2026-03-03T14:19:38.281Z" | Corner Angle | Standard | 1000
170 | ANG-2H-2 | Standard Corner Angle | 3 | Fittings | Standard Corner Angle | Unistrut | Atkore | EA | 800 | 150 | 250 | 500 | 2.15 | 2 | 1 |  |  | true |  | "2026-03-03T14:19:38.281Z" | "2026-03-03T14:19:38.281Z" | Corner Angle | Standard | 1000
171 | STR-SLD-20 | 1-5/8" x 20ft Solid Strut Channel | 3 | Strut | Sigle Unistrut For Raceway | Unistrut | Atkore | FT | 800 | 150 | 250 | 500 | 2.15 | 2 | 1 |  |  | true |  | "2026-03-03T14:19:38.281Z" | "2026-03-03T14:19:38.281Z" | Solid Strut Channel | 1-5/8" x 20ft | 1581
172 | STR-SLT-20 | 1-5/8" x 20ft Slotted Strut Channel | 3 | Strut | Single Unistrut 20ft | Unistrut | Atkore | FT | 800 | 150 | 250 | 500 | 2.15 | 2 | 1 |  |  | true |  | "2026-03-03T14:19:38.281Z" | "2026-03-03T14:19:38.281Z" | Slotted Strut Channel | 1-5/8" x 20ft | 1625
173 | STR-B2B-20 | 1-5/8" x 20ft Back-to-Back Slotted Strut Channel | 3 | Strut | Double Unistrut 20ft | Unistrut | Atkore | FT | 300 | 150 | 250 | 500 | 4.8 | 2 | 1 |  |  | true |  | "2026-03-03T14:19:38.281Z" | "2026-03-03T14:19:38.281Z" | Back-to-Back Slotted Strut Channel | 1-5/8" x 20ft | 1628
174 | TRD-025 | 1/4" Thread Rod | 3 | Supports | 1/4" Thread Rod | Unistrut | Atkore | FT | 600 | 150 | 250 | 500 | 0.55 | 2 | 1 |  |  | true |  | "2026-03-03T14:19:38.281Z" | "2026-03-03T14:19:38.281Z" | Thread Rod | 1/4" | 250
175 | TRD-038 | 3/8" Thread Rod | 3 | Supports | 3/8" Thread Rod | Unistrut | Atkore | FT | 1000 | 150 | 250 | 500 | 0.75 | 2 | 1 |  |  | true |  | "2026-03-03T14:19:38.281Z" | "2026-03-03T14:19:38.281Z" | Thread Rod | 3/8" | 375
176 | TRD-050 | 1/2" Thread Rod | 3 | Supports | 1/2" Thread Rod | Unistrut | Atkore | FT | 1000 | 150 | 250 | 500 | 1.1 | 2 | 1 |  |  | true |  | "2026-03-03T14:19:38.281Z" | "2026-03-03T14:19:38.281Z" | Thread Rod | 1/2" | 500
177 | TRD-062 | 5/8" Thread Rod | 3 | Supports | 5/8" Thread Rod | Unistrut | Atkore | FT | 600 | 150 | 250 | 500 | 1.85 | 2 | 1 |  |  | true |  | "2026-03-03T14:19:38.281Z" | "2026-03-03T14:19:38.281Z" | Thread Rod | 5/8" | 625
178 | SN-SN-025 | 1/4" Spring Nut | 3 | Hardware | 1/4" Spring Nut | Unistrut | Atkore | EA | 250 | 80 | 120 | 250 | 0.44 | 2 | 1 |  |  | true |  | "2026-03-03T14:19:38.281Z" | "2026-03-03T14:19:38.281Z" | Spring Nut | 1/4" | 250
179 | SN-SN-038 | 3/8" Spring Nut | 3 | Hardware | 3/8" Spring Nut | Unistrut | Atkore | EA | 500 | 80 | 120 | 250 | 0.48 | 2 | 1 |  |  | true |  | "2026-03-03T14:19:38.281Z" | "2026-03-03T14:19:38.281Z" | Spring Nut | 3/8" | 375
180 | SN-SN-050 | 1/2" Spring Nut | 3 | Hardware | 1/2" Spring Nut | Unistrut | Atkore | EA | 500 | 80 | 120 | 250 | 0.52 | 2 | 1 |  |  | true |  | "2026-03-03T14:19:38.281Z" | "2026-03-03T14:19:38.281Z" | Spring Nut | 1/2" | 500
181 | SN-SN-062 | 5/8" Spring Nut | 3 | Hardware | 5/8" Spring Nut | Unistrut | Atkore | EA | 250 | 80 | 120 | 250 | 0.57 | 2 | 1 |  |  | true |  | "2026-03-03T14:19:38.281Z" | "2026-03-03T14:19:38.281Z" | Spring Nut | 5/8" | 625
182 | TRD-CPL-025 | 1/4" Rod Coupling | 3 | Hardware | 1/4" Rod Coupling | Unistrut | Atkore | EA | 200 | 40 | 60 | 120 | 0.62 | 2 | 1 |  |  | true |  | "2026-03-03T14:19:38.281Z" | "2026-03-03T14:19:38.281Z" | Rod Coupling | 1/4" | 250
183 | TRD-CPL-038 | 3/8" Rod Coupling | 3 | Hardware | 3/8" Rod Coupling | Unistrut | Atkore | EA | 200 | 40 | 60 | 120 | 0.69 | 2 | 1 |  |  | true |  | "2026-03-03T14:19:38.281Z" | "2026-03-03T14:19:38.281Z" | Rod Coupling | 3/8" | 375
184 | TRD-CPL-050 | 1/2" Rod Coupling | 3 | Hardware | 1/2" Rod Coupling | Unistrut | Atkore | EA | 200 | 40 | 60 | 120 | 0.75 | 2 | 1 |  |  | true |  | "2026-03-03T14:19:38.281Z" | "2026-03-03T14:19:38.281Z" | Rod Coupling | 1/2" | 500
185 | TRD-CPL-062 | 5/8" Rod Coupling | 3 | Hardware | 5/8" Rod Coupling | Unistrut | Atkore | EA | 200 | 40 | 60 | 120 | 0.81 | 2 | 1 |  |  | true |  | "2026-03-03T14:19:38.281Z" | "2026-03-03T14:19:38.281Z" | Rod Coupling | 5/8" | 625
186 | CLP-BCL-STANDARD | Standard Beam Clamp Large | 3 | Hardware | Standard Beam Clamp Large | Unistrut | Atkore | EA | 120 | 25 | 40 | 80 | 3.25 | 2 | 1 |  |  | true |  | "2026-03-03T14:19:38.281Z" | "2026-03-03T14:19:38.281Z" | Beam Clamp Large | Standard | 1
187 | CLP-PIPE-075 | 3/4" Pipe Clamp | 3 | Supports | 3/4" Pipe Clamp | Minerallac | Atkore | EA | 160 | 10 | 20 | 40 | 0.9 | 2 | 1 |  |  | true |  | "2026-03-03T14:19:38.281Z" | "2026-03-03T14:19:38.281Z" | Pipe Clamp | 3/4" | 750
188 | CLP-PIPE-100 | 1" Pipe Clamp | 3 | Supports | 1" Pipe Clamp | Minerallac | Atkore | EA | 106 | 10 | 20 | 40 | 1.3 | 2 | 1 |  |  | true |  | "2026-03-03T14:19:38.281Z" | "2026-03-03T14:19:38.281Z" | Pipe Clamp | 1" | 1000
189 | CLP-PIPE-125 | 1-1/4" Pipe Clamp | 3 | Supports | 1-1/4" Pipe Clamp | Minerallac | Atkore | EA | 80 | 10 | 20 | 40 | 1.71 | 2 | 1 |  |  | true |  | "2026-03-03T14:19:38.281Z" | "2026-03-03T14:19:38.281Z" | Pipe Clamp | 1-1/4" | 1250
190 | CLP-PIPE-150 | 1-1/2" Pipe Clamp | 3 | Supports | 1-1/2" Pipe Clamp | Minerallac | Atkore | EA | 64 | 10 | 20 | 40 | 2.12 | 2 | 1 |  |  | true |  | "2026-03-03T14:19:38.281Z" | "2026-03-03T14:19:38.281Z" | Pipe Clamp | 1-1/2" | 1500
191 | CLP-PIPE-200 | 2" Pipe Clamp | 3 | Supports | 2" Pipe Clamp | Minerallac | Atkore | EA | 53 | 10 | 20 | 40 | 2.52 | 2 | 1 |  |  | true |  | "2026-03-03T14:19:38.281Z" | "2026-03-03T14:19:38.281Z" | Pipe Clamp | 2" | 2000
192 | CLP-PIPE-300 | 3" Pipe Clamp | 3 | Supports | 3" Pipe Clamp | Minerallac | Atkore | EA | 45 | 10 | 20 | 40 | 2.93 | 2 | 1 |  |  | true |  | "2026-03-03T14:19:38.281Z" | "2026-03-03T14:19:38.281Z" | Pipe Clamp | 3" | 3000
193 | CLP-PIPE-400 | 4" Pipe Clamp | 3 | Supports | 4" Pipe Clamp | Minerallac | Atkore | EA | 40 | 10 | 20 | 40 | 3.33 | 2 | 1 |  |  | true |  | "2026-03-03T14:19:38.281Z" | "2026-03-03T14:19:38.281Z" | Pipe Clamp | 4" | 4000
194 | CLP-PIPE-600 | 6" Pipe Clamp | 3 | Supports | 6" Pipe Clamp | Minerallac | Atkore | EA | 35 | 10 | 20 | 40 | 3.74 | 2 | 1 |  |  | true |  | "2026-03-03T14:19:38.281Z" | "2026-03-03T14:19:38.281Z" | Pipe Clamp | 6" | 6000
195 | STR-PB-STANDARD | Standard Post Base | 3 | Hardware | Standard Post Base | Unistrut | Atkore | EA | 120 | 25 | 40 | 80 | 6.5 | 2 | 1 |  |  | true |  | "2026-03-03T14:19:38.281Z" | "2026-03-03T14:19:38.281Z" | Post Base | Standard | 1
196 | STR-WSH-STANDARD | Standard Strut Washer | 3 | Hardware | Standard Strut Washer | Unistrut | Atkore | EA | 120 | 25 | 40 | 80 | 0.28 | 2 | 1 |  |  | true |  | "2026-03-03T14:19:38.281Z" | "2026-03-03T14:19:38.281Z" | Strut Washer | Standard | 1
224 | CAT6 | Blue Cat6 Cable | 4 | Cable | Blue Cat6 Cable | Southwire | Southwire | BOX | 20 | 5 | 8 | 12 | 165 | 3 | 2 |  |  | true |  | "2026-03-03T14:19:38.281Z" | "2026-03-03T14:19:38.281Z" | Cat6 Cable | Blue | 500
225 | CTRL-182 | 18/2 Control Cable | 4 | Cable | 18/2 Control Cable | Southwire | Southwire | FT | 250 | 50 | 80 | 150 | 0.58 | 3 | 2 |  |  | true |  | "2026-03-03T14:19:38.281Z" | "2026-03-03T14:19:38.281Z" | Control Cable | 18/2 | 500
226 | CTRL-184 | 18/4 Control Cable | 4 | Cable | 18/4 Control Cable | Southwire | Southwire | FT | 250 | 50 | 80 | 150 | 0.82 | 3 | 2 |  |  | true |  | "2026-03-03T14:19:38.281Z" | "2026-03-03T14:19:38.281Z" | Control Cable | 18/4 | 500
227 | SOOW-104 | 10/4 SOOW Cable | 4 | Cable | 10/4 SOOW Cable | Southwire | Southwire | FT | 250 | 50 | 80 | 150 | 3.95 | 3 | 2 |  |  | true |  | "2026-03-03T14:19:38.281Z" | "2026-03-03T14:19:38.281Z" | SOOW Cable | 10/4 | 500
228 | SOOW-64 | 6/4 SOOW Cable | 4 | Cable | 6/4 SOOW Cable | Southwire | Southwire | FT | 250 | 50 | 80 | 150 | 7.2 | 3 | 2 |  |  | true |  | "2026-03-03T14:19:38.281Z" | "2026-03-03T14:19:38.281Z" | SOOW Cable | 6/4 | 500
229 | WPL-DEC | White Wall Plate Decora | 5 | Devices | White Wall Plate Decora | Leviton | Leviton | EA | 60 | 25 | 40 | 100 | 0.55 | 4 | 1 |  |  | true |  | "2026-03-03T14:19:38.281Z" | "2026-03-03T14:19:38.281Z" | Wall Plate Decora | White | 1
230 | WPL-DPX | White Wall Plate Duplex | 5 | Devices | White Wall Plate Duplex | Leviton | Leviton | EA | 60 | 25 | 40 | 100 | 0.55 | 4 | 1 |  |  | true |  | "2026-03-03T14:19:38.281Z" | "2026-03-03T14:19:38.281Z" | Wall Plate Duplex | White | 1
231 | WPL-GFCI | White Wall Plate GFCI | 5 | Devices | White Wall Plate GFCI | Leviton | Leviton | EA | 60 | 25 | 40 | 100 | 0.65 | 4 | 1 |  |  | true |  | "2026-03-03T14:19:38.281Z" | "2026-03-03T14:19:38.281Z" | Wall Plate GFCI | White | 1
232 | WPL-TGL | White Wall Plate Toggle | 5 | Devices | White Wall Plate Toggle | Leviton | Leviton | EA | 60 | 25 | 40 | 100 | 0.45 | 4 | 1 |  |  | true |  | "2026-03-03T14:19:38.281Z" | "2026-03-03T14:19:38.281Z" | Wall Plate Toggle | White | 1
233 | REC-DEC-15 | 15A Decora Receptacle | 5 | Devices | 15A Decora Receptacle | Leviton | Leviton | EA | 150 | 25 | 40 | 100 | 3.1 | 4 | 1 |  |  | true |  | "2026-03-03T14:19:38.281Z" | "2026-03-03T14:19:38.281Z" | Decora Receptacle | 15A | 15
234 | REC-DPX-15 | 15A Duplex Receptacle | 5 | Devices | 15A Duplex Receptacle | Leviton | Leviton | EA | 150 | 25 | 40 | 100 | 2.25 | 4 | 1 |  |  | true |  | "2026-03-03T14:19:38.281Z" | "2026-03-03T14:19:38.281Z" | Duplex Receptacle | 15A | 15
235 | SW-4W-15 | 15A Four-Way Switch | 5 | Devices | 15A Four-Way Switch | Leviton | Leviton | EA | 150 | 25 | 40 | 100 | 5.1 | 4 | 1 |  |  | true |  | "2026-03-03T14:19:38.281Z" | "2026-03-03T14:19:38.281Z" | Four-Way Switch | 15A | 15
236 | REC-GFCI-15 | 15A GFCI Receptacle | 5 | Devices | 15A GFCI Receptacle | Leviton | Leviton | EA | 150 | 25 | 40 | 100 | 14.5 | 4 | 1 |  |  | true |  | "2026-03-03T14:19:38.281Z" | "2026-03-03T14:19:38.281Z" | GFCI Receptacle | 15A | 15
237 | SW-1P-15 | 15A Single Pole Switch | 5 | Devices | 15A Single Pole Switch | Leviton | Leviton | EA | 150 | 25 | 40 | 100 | 2.95 | 4 | 1 |  |  | true |  | "2026-03-03T14:19:38.281Z" | "2026-03-03T14:19:38.281Z" | Single Pole Switch | 15A | 15
238 | SW-3W-15 | 15A Three-Way Switch | 5 | Devices | 15A Three-Way Switch | Leviton | Leviton | EA | 150 | 25 | 40 | 100 | 4.1 | 4 | 1 |  |  | true |  | "2026-03-03T14:19:38.281Z" | "2026-03-03T14:19:38.281Z" | Three-Way Switch | 15A | 15
239 | REC-DEC-20 | 20A Decora Receptacle | 5 | Devices | 20A Decora Receptacle | Leviton | Leviton | EA | 150 | 25 | 40 | 100 | 3.4 | 4 | 1 |  |  | true |  | "2026-03-03T14:19:38.281Z" | "2026-03-03T14:19:38.281Z" | Decora Receptacle | 20A | 20
240 | SW-2P-20 | 20A Double Pole Switch | 5 | Devices | 20A Double Pole Switch | Leviton | Leviton | EA | 150 | 25 | 40 | 100 | 6.75 | 4 | 1 |  |  | true |  | "2026-03-03T14:19:38.281Z" | "2026-03-03T14:19:38.281Z" | Double Pole Switch | 20A | 20
241 | REC-DPX-20 | 20A Duplex Receptacle | 5 | Devices | 20A Duplex Receptacle | Leviton | Leviton | EA | 150 | 25 | 40 | 100 | 2.65 | 4 | 1 |  |  | true |  | "2026-03-03T14:19:38.281Z" | "2026-03-03T14:19:38.281Z" | Duplex Receptacle | 20A | 20
242 | REC-GFCI-20 | 20A GFCI Receptacle | 5 | Devices | 20A GFCI Receptacle | Leviton | Leviton | EA | 150 | 25 | 40 | 100 | 15.5 | 4 | 1 |  |  | true |  | "2026-03-03T14:19:38.281Z" | "2026-03-03T14:19:38.281Z" | GFCI Receptacle | 20A | 20
243 | SW-1P-20 | 20A Single Pole Switch | 5 | Devices | 20A Single Pole Switch | Leviton | Leviton | EA | 150 | 25 | 40 | 100 | 3.25 | 4 | 1 |  |  | true |  | "2026-03-03T14:19:38.281Z" | "2026-03-03T14:19:38.281Z" | Single Pole Switch | 20A | 20
244 | SW-3W-20 | 20A Three-Way Switch | 5 | Devices | 20A Three-Way Switch | Leviton | Leviton | EA | 150 | 25 | 40 | 100 | 4.4 | 4 | 1 |  |  | true |  | "2026-03-03T14:19:38.281Z" | "2026-03-03T14:19:38.281Z" | Three-Way Switch | 20A | 20
245 | SW-2P-30 | 30A Double Pole Switch | 5 | Devices | 30A Double Pole Switch | Leviton | Leviton | EA | 60 | 25 | 40 | 100 | 7.95 | 4 | 1 |  |  | true |  | "2026-03-03T14:19:38.281Z" | "2026-03-03T14:19:38.281Z" | Double Pole Switch | 30A | 30
246 | HWB-TEK-10 | #10 TEK Screw | 6 | Hardware | #10 TEK Screw | Buildex | Buildex | EA | 5000 | 1000 | 1500 | 3000 | 0.08 | 5 | 1 |  |  | true |  | "2026-03-03T14:19:38.281Z" | "2026-03-03T14:19:38.281Z" | TEK Screw | #10 | 10
247 | HWB-TEK-12 | #12 TEK Screw | 6 | Hardware | #12 TEK Screw | Buildex | Buildex | EA | 5000 | 1000 | 1500 | 3000 | 0.11 | 5 | 1 |  |  | true |  | "2026-03-03T14:19:38.281Z" | "2026-03-03T14:19:38.281Z" | TEK Screw | #12 | 12
248 | HWB-TEK-14 | #14 TEK Screw | 6 | Hardware | #14 TEK Screw | Buildex | Buildex | EA | 5000 | 1000 | 1500 | 3000 | 0.13 | 5 | 1 |  |  | true |  | "2026-03-03T14:19:38.281Z" | "2026-03-03T14:19:38.281Z" | TEK Screw | #14 | 14
249 | HWB-WSH-025 | 1/4" Flat Washer | 6 | Hardware | 1/4" Flat Washer | Hilti | Hilti | EA | 2000 | 300 | 500 | 1000 | 0.05 | 5 | 1 |  |  | true |  | "2026-03-03T14:19:38.281Z" | "2026-03-03T14:19:38.281Z" | Flat Washer | 1/4" | 250
250 | HWB-BLT-025 | 1/4" Hex Bolt | 6 | Hardware | 1/4" Hex Bolt | Hilti | Hilti | EA | 1500 | 250 | 400 | 800 | 0.22 | 5 | 1 |  |  | true |  | "2026-03-03T14:19:38.281Z" | "2026-03-03T14:19:38.281Z" | Hex Bolt | 1/4" | 250
251 | HWB-NUT-025 | 1/4" Hex Nut | 6 | Hardware | 1/4" Hex Nut | Hilti | Hilti | EA | 2000 | 300 | 500 | 1000 | 0.08 | 5 | 1 |  |  | true |  | "2026-03-03T14:19:38.281Z" | "2026-03-03T14:19:38.281Z" | Hex Nut | 1/4" | 250
252 | HWB-WDA-025225 | 1/4" x 2-1/4" Wedge Anchor | 6 | Hardware | 1/4" x 2-1/4" Wedge Anchor | Hilti | Hilti | EA | 600 | 100 | 150 | 300 | 0.55 | 5 | 1 |  |  | true |  | "2026-03-03T14:19:38.281Z" | "2026-03-03T14:19:38.281Z" | Wedge Anchor | 1/4" x 2-1/4" | 250
253 | HWB-WSH-038 | 3/8" Flat Washer | 6 | Hardware | 3/8" Flat Washer | Hilti | Hilti | EA | 2000 | 300 | 500 | 1000 | 0.08 | 5 | 1 |  |  | true |  | "2026-03-03T14:19:38.281Z" | "2026-03-03T14:19:38.281Z" | Flat Washer | 3/8" | 375
254 | HWB-BLT-038 | 3/8" Hex Bolt | 6 | Hardware | 3/8" Hex Bolt | Hilti | Hilti | EA | 1500 | 250 | 400 | 800 | 0.35 | 5 | 1 |  |  | true |  | "2026-03-03T14:19:38.281Z" | "2026-03-03T14:19:38.281Z" | Hex Bolt | 3/8" | 375
255 | HWB-NUT-038 | 3/8" Hex Nut | 6 | Hardware | 3/8" Hex Nut | Hilti | Hilti | EA | 2000 | 300 | 500 | 1000 | 0.12 | 5 | 1 |  |  | true |  | "2026-03-03T14:19:38.281Z" | "2026-03-03T14:19:38.281Z" | Hex Nut | 3/8" | 375
256 | HWB-WDA-0383 | 3/8" x 3" Wedge Anchor | 6 | Hardware | 3/8" x 3" Wedge Anchor | Hilti | Hilti | EA | 600 | 100 | 150 | 300 | 0.95 | 5 | 1 |  |  | true |  | "2026-03-03T14:19:38.281Z" | "2026-03-03T14:19:38.281Z" | Wedge Anchor | 3/8" x 3" | 375
257 | HWB-WSH-050 | 1/2" Flat Washer | 6 | Hardware | 1/2" Flat Washer | Hilti | Hilti | EA | 1200 | 300 | 500 | 1000 | 0.11 | 5 | 1 |  |  | true |  | "2026-03-03T14:19:38.281Z" | "2026-03-03T14:19:38.281Z" | Flat Washer | 1/2" | 500
258 | HWB-BLT-050 | 1/2" Hex Bolt | 6 | Hardware | 1/2" Hex Bolt | Hilti | Hilti | EA | 1000 | 250 | 400 | 800 | 0.48 | 5 | 1 |  |  | true |  | "2026-03-03T14:19:38.281Z" | "2026-03-03T14:19:38.281Z" | Hex Bolt | 1/2" | 500
259 | HWB-NUT-050 | 1/2" Hex Nut | 6 | Hardware | 1/2" Hex Nut | Hilti | Hilti | EA | 1200 | 300 | 500 | 1000 | 0.17 | 5 | 1 |  |  | true |  | "2026-03-03T14:19:38.281Z" | "2026-03-03T14:19:38.281Z" | Hex Nut | 1/2" | 500
260 | HWB-WDA-050425 | 1/2" x 4-1/4" Wedge Anchor | 6 | Hardware | 1/2" x 4-1/4" Wedge Anchor | Hilti | Hilti | EA | 600 | 100 | 150 | 300 | 1.55 | 5 | 1 |  |  | true |  | "2026-03-03T14:19:38.281Z" | "2026-03-03T14:19:38.281Z" | Wedge Anchor | 1/2" x 4-1/4" | 500
261 | HWB-WSH-062 | 5/8" Flat Washer | 6 | Hardware | 5/8" Flat Washer | Hilti | Hilti | EA | 1200 | 300 | 500 | 1000 | 0.16 | 5 | 1 |  |  | true |  | "2026-03-03T14:19:38.281Z" | "2026-03-03T14:19:38.281Z" | Flat Washer | 5/8" | 625
262 | HWB-BLT-062 | 5/8" Hex Bolt | 6 | Hardware | 5/8" Hex Bolt | Hilti | Hilti | EA | 1000 | 250 | 400 | 800 | 0.72 | 5 | 1 |  |  | true |  | "2026-03-03T14:19:38.281Z" | "2026-03-03T14:19:38.281Z" | Hex Bolt | 5/8" | 625
263 | HWB-NUT-062 | 5/8" Hex Nut | 6 | Hardware | 5/8" Hex Nut | Hilti | Hilti | EA | 1200 | 300 | 500 | 1000 | 0.25 | 5 | 1 |  |  | true |  | "2026-03-03T14:19:38.281Z" | "2026-03-03T14:19:38.281Z" | Hex Nut | 5/8" | 625
264 | HWB-WDA-0626 | 5/8" x 6" Wedge Anchor | 6 | Hardware | 5/8" x 6" Wedge Anchor | Hilti | Hilti | EA | 600 | 100 | 150 | 300 | 3.25 | 5 | 1 |  |  | true |  | "2026-03-03T14:19:38.281Z" | "2026-03-03T14:19:38.281Z" | Wedge Anchor | 5/8" x 6" | 625
265 | CVR-1GANG | 1-Gang Square Box Cover | 7 | Boxes | 1-Gang Square Box Cover | Steel City | ABB | EA | 250 | 30 | 50 | 100 | 1.85 | 4 | 1 |  |  | true |  | "2026-03-03T14:19:38.281Z" | "2026-03-03T14:19:38.281Z" | Square Box Cover | 1-Gang | 1
266 | CVR-BLANK | Blank Square Box Cover | 7 | Boxes | Blank Square Box Cover | Steel City | ABB | EA | 250 | 30 | 50 | 100 | 1.2 | 4 | 1 |  |  | true |  | "2026-03-03T14:19:38.281Z" | "2026-03-03T14:19:38.281Z" | Square Box Cover | Blank | 1
267 | CVR-DUPLEX | Duplex Square Box Cover | 7 | Boxes | Duplex Square Box Cover | Steel City | ABB | EA | 250 | 30 | 50 | 100 | 1.75 | 4 | 1 |  |  | true |  | "2026-03-03T14:19:38.281Z" | "2026-03-03T14:19:38.281Z" | Square Box Cover | Duplex | 1
268 | CVR-GFCI | GFCI Square Box Cover | 7 | Boxes | GFCI Square Box Cover | Steel City | ABB | EA | 250 | 30 | 50 | 100 | 1.95 | 4 | 1 |  |  | true |  | "2026-03-03T14:19:38.281Z" | "2026-03-03T14:19:38.281Z" | Square Box Cover | GFCI | 1
269 | BOX-FS | 1-Gang FS Box | 7 | Boxes | 1-Gang FS Box | Steel City | ABB | EA | 250 | 30 | 50 | 100 | 12.5 | 4 | 1 |  |  | true |  | "2026-03-03T14:19:38.281Z" | "2026-03-03T14:19:38.281Z" | FS Box | 1-Gang | 1
270 | BOX-HDY | Standard Handy Box | 7 | Boxes | Standard Handy Box | Steel City | ABB | EA | 250 | 30 | 50 | 100 | 4.2 | 4 | 1 |  |  | true |  | "2026-03-03T14:19:38.281Z" | "2026-03-03T14:19:38.281Z" | Handy Box | Standard | 1
271 | WPB-1G | 1-Gang Weatherproof Box | 7 | Boxes | 1-Gang Weatherproof Box | Steel City | ABB | EA | 250 | 30 | 50 | 100 | 10.5 | 4 | 1 |  |  | true |  | "2026-03-03T14:19:38.281Z" | "2026-03-03T14:19:38.281Z" | Weatherproof Box | 1-Gang | 1
272 | MR-58 | 5/8" Mud Ring | 7 | Boxes | 5/8" Mud Ring | Steel City | ABB | EA | 250 | 30 | 50 | 100 | 2.4 | 4 | 1 |  |  | true |  | "2026-03-03T14:19:38.281Z" | "2026-03-03T14:19:38.281Z" | Mud Ring | 5/8" | 625
273 | MR-34 | 3/4" Mud Ring | 7 | Boxes | 3/4" Mud Ring | Steel City | ABB | EA | 250 | 30 | 50 | 100 | 2.4 | 4 | 1 |  |  | true |  | "2026-03-03T14:19:38.281Z" | "2026-03-03T14:19:38.281Z" | Mud Ring | 3/4" | 750
274 | BOX-LB-075 | 3/4" Conduit Body LB | 7 | Boxes | 3/4" Conduit Body LB | Steel City | ABB | EA | 60 | 30 | 50 | 100 | 18 | 4 | 1 |  |  | true |  | "2026-03-03T14:19:38.281Z" | "2026-03-03T14:19:38.281Z" | Conduit Body LB | 3/4" | 750
275 | BOX-LB-100 | 1" Conduit Body LB | 7 | Boxes | 1" Conduit Body LB | Steel City | ABB | EA | 60 | 30 | 50 | 100 | 22 | 4 | 1 |  |  | true |  | "2026-03-03T14:19:38.281Z" | "2026-03-03T14:19:38.281Z" | Conduit Body LB | 1" | 1000
276 | MR-114 | 1-1/4" Mud Ring | 7 | Boxes | 1-1/4" Mud Ring | Steel City | ABB | EA | 250 | 30 | 50 | 100 | 2.8 | 4 | 1 |  |  | true |  | "2026-03-03T14:19:38.281Z" | "2026-03-03T14:19:38.281Z" | Mud Ring | 1-1/4" | 1250
277 | BOX-LB-125 | 1-1/4" Conduit Body LB | 7 | Boxes | 1-1/4" Conduit Body LB | Steel City | ABB | EA | 60 | 30 | 50 | 100 | 32 | 4 | 1 |  |  | true |  | "2026-03-03T14:19:38.281Z" | "2026-03-03T14:19:38.281Z" | Conduit Body LB | 1-1/4" | 1250
278 | EXT-112 | 1-1/2" Extension Ring | 7 | Boxes | 1-1/2" Extension Ring | Steel City | ABB | EA | 60 | 30 | 50 | 100 | 6.2 | 4 | 1 |  |  | true |  | "2026-03-03T14:19:38.281Z" | "2026-03-03T14:19:38.281Z" | Extension Ring | 1-1/2" | 1500
279 | MR-112 | 1-1/2" Mud Ring | 7 | Boxes | 1-1/2" Mud Ring | Steel City | ABB | EA | 250 | 30 | 50 | 100 | 2.8 | 4 | 1 |  |  | true |  | "2026-03-03T14:19:38.281Z" | "2026-03-03T14:19:38.281Z" | Mud Ring | 1-1/2" | 1500
280 | EXT-218 | 2-1/8" Extension Ring | 7 | Boxes | 2-1/8" Extension Ring | Steel City | ABB | EA | 60 | 30 | 50 | 100 | 8.9 | 4 | 1 |  |  | true |  | "2026-03-03T14:19:38.281Z" | "2026-03-03T14:19:38.281Z" | Extension Ring | 2-1/8" | 2125
281 | BOX-4112 | 4" x 1-1/2" Square Box | 7 | Boxes | 4" x 1-1/2" Square Box | Steel City | ABB | EA | 250 | 30 | 50 | 100 | 8.5 | 4 | 1 |  |  | true |  | "2026-03-03T14:19:38.281Z" | "2026-03-03T14:19:38.281Z" | Square Box | 4" x 1-1/2" | 4000
282 | BOX-4218 | 4" x 2-1/8" Square Box | 7 | Boxes | 4" x 2-1/8" Square Box | Steel City | ABB | EA | 250 | 30 | 50 | 100 | 9.5 | 4 | 1 |  |  | true |  | "2026-03-03T14:19:38.281Z" | "2026-03-03T14:19:38.281Z" | Square Box | 4" x 2-1/8" | 4000
283 | BOX-41116112 | 4-11/16" x 1-1/2" Square Box | 7 | Boxes | 4-11/16" x 1-1/2" Square Box | Steel City | ABB | EA | 250 | 30 | 50 | 100 | 14.5 | 4 | 1 |  |  | true |  | "2026-03-03T14:19:38.281Z" | "2026-03-03T14:19:38.281Z" | Square Box | 4-11/16" x 1-1/2" | 4687
284 | BOX-41116218 | 4-11/16" x 2-1/8" Square Box | 7 | Boxes | 4-11/16" x 2-1/8" Square Box | Steel City | ABB | EA | 250 | 30 | 50 | 100 | 16.5 | 4 | 1 |  |  | true |  | "2026-03-03T14:19:38.281Z" | "2026-03-03T14:19:38.281Z" | Square Box | 4-11/16" x 2-1/8" | 4687
285 | TR-15 | 15kVA Transformer | 8 | Transformers | 15kVA Transformer 480V-208Y/120V | Square D | Schneider Electric | EA | 3 | 1 | 2 | 2 | 650 | 1 | 1 |  |  | true |  | "2026-03-03T14:19:38.281Z" | "2026-03-03T14:19:38.281Z" | Transformer | 15kVA | 150
286 | BRK-15-1P | 15A 1P Breaker | 8 | Breakers | 15A 1P Breaker | Square D | Schneider Electric | EA | 170 | 1 | 2 | 5 | 6.75 | 1 | 1 |  |  | true |  | "2026-03-03T14:19:38.281Z" | "2026-03-03T14:19:38.281Z" | Breaker | 15A 1P | 151
287 | BRK-20-1P | 20A 1P Breaker | 8 | Breakers | 20A 1P Breaker | Square D | Schneider Electric | EA | 170 | 1 | 2 | 5 | 8.5 | 1 | 1 |  |  | true |  | "2026-03-03T14:19:38.281Z" | "2026-03-03T14:19:38.281Z" | Breaker | 20A 1P | 201
288 | BRK-20-2P | 20A 2P Breaker | 8 | Breakers | 20A 2P Breaker | Square D | Schneider Electric | EA | 70 | 1 | 2 | 5 | 21.5 | 1 | 1 |  |  | true |  | "2026-03-03T14:19:38.281Z" | "2026-03-03T14:19:38.281Z" | Breaker | 20A 2P | 202
290 | TR-30 | 30kVA Transformer | 8 | Transformers | 30kVA Transformer 480V-208Y/120V | Square D | Schneider Electric | EA | 2 | 1 | 1 | 2 | 980 | 1 | 1 |  |  | true |  | "2026-03-03T14:19:38.281Z" | "2026-03-03T14:19:38.281Z" | Transformer | 30kVA | 300
291 | BRK-30-1P | 30A 1P Breaker | 8 | Breakers | 30A 1P Breaker | Square D | Schneider Electric | EA | 80 | 1 | 2 | 5 | 11.5 | 1 | 1 |  |  | true |  | "2026-03-03T14:19:38.281Z" | "2026-03-03T14:19:38.281Z" | Breaker | 30A 1P | 301
292 | BRK-30-2P | 30A 2P Breaker | 8 | Breakers | 30A 2P Breaker | Square D | Schneider Electric | EA | 60 | 1 | 2 | 5 | 24.5 | 1 | 1 |  |  | true |  | "2026-03-03T14:19:38.281Z" | "2026-03-03T14:19:38.281Z" | Breaker | 30A 2P | 302
293 | BRK-40-2P | 40A 2P Breaker | 8 | Breakers | 40A 2P Breaker | Square D | Schneider Electric | EA | 40 | 1 | 2 | 5 | 29.5 | 1 | 1 |  |  | true |  | "2026-03-03T14:19:38.281Z" | "2026-03-03T14:19:38.281Z" | Breaker | 40A 2P | 402
294 | TR-45 | 45kVA Transformer | 8 | Transformers | 45kVA Transformer 480V-208Y/120V | Square D | Schneider Electric | EA | 2 | 1 | 1 | 2 | 1250 | 1 | 3 |  |  | true |  | "2026-03-03T14:19:38.281Z" | "2026-03-03T14:19:38.281Z" | Transformer | 45kVA | 450
295 | BRK-50-2P | 50A 2P Breaker | 8 | Breakers | 50A 2P Breaker | Square D | Schneider Electric | EA | 35 | 1 | 2 | 5 | 34.5 | 1 | 1 |  |  | true |  | "2026-03-03T14:19:38.281Z" | "2026-03-03T14:19:38.281Z" | Breaker | 50A 2P | 502
297 | BRK-60-3P | 60A 3P Breaker | 8 | Breakers | 60A 3P Breaker | Square D | Schneider Electric | EA | 18 | 1 | 2 | 5 | 78 | 1 | 1 |  |  | true |  | "2026-03-03T14:19:38.281Z" | "2026-03-03T14:19:38.281Z" | Breaker | 60A 3P | 603
298 | TR-75 | 75kVA Transformer | 8 | Transformers | 75kVA Transformer 480V-208Y/120V | Square D | Schneider Electric | EA | 1 | 1 | 1 | 2 | 2200 | 1 | 3 |  |  | true |  | "2026-03-03T14:19:38.281Z" | "2026-03-03T14:19:38.281Z" | Transformer | 75kVA | 750
300 | BRK-100-3P | 100A 3P Breaker | 8 | Breakers | 100A 3P Breaker | Square D | Schneider Electric | EA | 12 | 1 | 2 | 5 | 145 | 1 | 1 |  |  | true |  | "2026-03-03T14:19:38.281Z" | "2026-03-03T14:19:38.281Z" | Breaker | 100A 3P | 1003
301 | ATS-200 | 200A Automatic Transfer Switch | 8 | Power | 200A Automatic Transfer Switch | Square D | Schneider Electric | EA | 1 | 1 | 1 | 2 | 3500 | 1 | 3 |  |  | true |  | "2026-03-03T14:19:38.281Z" | "2026-03-03T14:19:38.281Z" | Automatic Transfer Switch | 200A | 2000
303 | PNL-225 | 225A Panelboard | 8 | Power | 225A Panelboard | Square D | Schneider Electric | EA | 3 | 1 | 2 | 2 | 850 | 1 | 1 |  |  | true |  | "2026-03-03T14:19:38.281Z" | "2026-03-03T14:19:38.281Z" | Panelboard | 225A | 2250
304 | BRK-225-3P | 225A 3P Breaker | 8 | Breakers | 225A 3P Breaker | Square D | Schneider Electric | EA | 6 | 1 | 2 | 5 | 420 | 1 | 1 |  |  | true |  | "2026-03-03T14:19:38.281Z" | "2026-03-03T14:19:38.281Z" | Breaker | 225A 3P | 2253
306 | PNL-400 | 400A Panelboard | 8 | Power | 400A Panelboard | Square D | Schneider Electric | EA | 2 | 1 | 1 | 2 | 1650 | 1 | 3 |  |  | true |  | "2026-03-03T14:19:38.281Z" | "2026-03-03T14:19:38.281Z" | Panelboard | 400A | 4000
307 | BRK-400-3P | 400A 3P Breaker | 8 | Breakers | 400A 3P Breaker | Square D | Schneider Electric | EA | 3 | 1 | 2 | 2 | 925 | 1 | 1 |  |  | true |  | "2026-03-03T14:19:38.281Z" | "2026-03-03T14:19:38.281Z" | Breaker | 400A 3P | 4003
308 | GRD-AC-1/2"5/8" | 1/2"-5/8" Acorn Clamp | 9 | Grounding | 1/2"-5/8" Acorn Clamp | Burndy | Burndy | EA | 80 | 20 | 26 | 40 | 3.1 | 1 | 1 |  |  | true |  | "2026-03-03T14:19:38.281Z" | "2026-03-03T14:19:38.281Z" | Acorn Clamp | 1/2"-5/8" | 1
309 | GRD-AC-5/8"3/4" | 5/8"-3/4" Acorn Clamp | 9 | Grounding | 5/8"-3/4" Acorn Clamp | Burndy | Burndy | EA | 60 | 15 | 20 | 30 | 3.8 | 1 | 1 |  |  | true |  | "2026-03-03T14:19:38.281Z" | "2026-03-03T14:19:38.281Z" | Acorn Clamp | 5/8"-3/4" | 1
310 | GRD-BAR-12 | 12 Terminal Ground Bar | 9 | Grounding | 12 Terminal Ground Bar | Burndy | Burndy | EA | 18 | 4 | 6 | 10 | 24 | 1 | 1 |  |  | true |  | "2026-03-03T14:19:38.281Z" | "2026-03-03T14:19:38.281Z" | Ground Bar | 12 Terminal | 1
311 | GRD-BAR-24 | 24 Terminal Ground Bar | 9 | Grounding | 24 Terminal Ground Bar | Burndy | Burndy | EA | 8 | 4 | 6 | 10 | 42 | 1 | 1 |  |  | true |  | "2026-03-03T14:19:38.281Z" | "2026-03-03T14:19:38.281Z" | Ground Bar | 24 Terminal | 1
312 | LLUG-4O14 | 4/0-14 Lay-In Lug | 9 | Termination | 4/0-14 Lay-In Lug | Burndy | Burndy | EA | 16 | 4 | 6 | 10 | 8.5 | 1 | 1 |  |  | true |  | "2026-03-03T14:19:38.281Z" | "2026-03-03T14:19:38.281Z" | Lay-In Lug | 4/0-14 | 1
317 | POL-214 | #2-14 Polaris Connector | 9 | Termination | #2-14 Polaris Connector | Burndy | Burndy | EA | 20 | 5 | 6 | 10 | 18 | 1 | 1 |  |  | true |  | "2026-03-03T14:19:38.281Z" | "2026-03-03T14:19:38.281Z" | Polaris Connector | #2-14 | 1
318 | POL-2506 | 250-6 Polaris Connector | 9 | Termination | 250-6 Polaris Connector | Burndy | Burndy | EA | 10 | 4 | 6 | 10 | 36 | 1 | 1 |  |  | true |  | "2026-03-03T14:19:38.281Z" | "2026-03-03T14:19:38.281Z" | Polaris Connector | 250-6 | 1
319 | POL-4O14 | 4/0-14 Polaris Connector | 9 | Termination | 4/0-14 Polaris Connector | Burndy | Burndy | EA | 12 | 4 | 6 | 10 | 24 | 1 | 1 |  |  | true |  | "2026-03-03T14:19:38.281Z" | "2026-03-03T14:19:38.281Z" | Polaris Connector | 4/0-14 | 1
320 | GRD-BJ-06 | #6 Bonding Jumper | 9 | Grounding | #6 Bonding Jumper | Burndy | Burndy | EA | 50 | 12 | 16 | 25 | 1.2 | 1 | 1 |  |  | true |  | "2026-03-03T14:19:38.281Z" | "2026-03-03T14:19:38.281Z" | Bonding Jumper | #6 | 5
321 | GRD-BJ-04 | #4 Bonding Jumper | 9 | Grounding | #4 Bonding Jumper | Burndy | Burndy | EA | 40 | 10 | 13 | 20 | 1.8 | 1 | 1 |  |  | true |  | "2026-03-03T14:19:38.281Z" | "2026-03-03T14:19:38.281Z" | Bonding Jumper | #4 | 6
322 | GRD-BJ-02 | #2 Bonding Jumper | 9 | Grounding | #2 Bonding Jumper | Burndy | Burndy | EA | 25 | 6 | 8 | 12 | 2.8 | 1 | 1 |  |  | true |  | "2026-03-03T14:19:38.281Z" | "2026-03-03T14:19:38.281Z" | Bonding Jumper | #2 | 7
324 | GRD-ROD-128 | 1/2" x 8' Ground Rod | 9 | Grounding | 1/2" x 8' Ground Rod | Burndy | Burndy | EA | 40 | 10 | 13 | 20 | 14 | 1 | 1 |  |  | true |  | "2026-03-03T14:19:38.281Z" | "2026-03-03T14:19:38.281Z" | Ground Rod | 1/2" x 8' | 500
325 | GRD-ROD-588 | 5/8" x 8' Ground Rod | 9 | Grounding | 5/8" x 8' Ground Rod | Burndy | Burndy | EA | 60 | 15 | 20 | 30 | 18 | 1 | 1 |  |  | true |  | "2026-03-03T14:19:38.281Z" | "2026-03-03T14:19:38.281Z" | Ground Rod | 5/8" x 8' | 625
327 | GRD-ROD-3410 | 3/4" x 10' Ground Rod | 9 | Grounding | 3/4" x 10' Ground Rod | Burndy | Burndy | EA | 24 | 6 | 8 | 12 | 32 | 1 | 1 |  |  | true |  | "2026-03-03T14:19:38.281Z" | "2026-03-03T14:19:38.281Z" | Ground Rod | 3/4" x 10' | 750
335 | CT-TEE-12 | 12" Cable Tray Tee | 1 | Tray | 12" cable tray tee | Eaton | B-Line | EA | 12 | 4 | 6 | 12 | 48 | 2 | 1 |  |  | 1 |  | 2026-03-03T14:19:38.281Z | 2026-03-03T14:19:38.281Z | Cable Tray Tee | 12" | 12000
336 | CT-CRS-12 | 12" Cable Tray Cross | 1 | Tray | 12" cable tray cross | Eaton | B-Line | EA | 12 | 4 | 6 | 12 | 48 | 2 | 1 |  |  | 1 |  | 2026-03-03T14:19:38.281Z | 2026-03-03T14:19:38.281Z | Cable Tray Cross | 12" | 12000
337 | CT-VIN-12 | 12" Cable Tray Vertical In | 1 | Tray | 12" cable tray vertical in | Eaton | B-Line | EA | 12 | 4 | 6 | 12 | 42 | 2 | 1 |  |  | 1 |  | 2026-03-03T14:19:38.281Z | 2026-03-03T14:19:38.281Z | Cable Tray Vertical In | 12" | 12000
338 | CT-VOU-12 | 12" Cable Tray Vertical Out | 1 | Tray | 12" cable tray vertical out | Eaton | B-Line | EA | 12 | 4 | 6 | 12 | 42 | 2 | 1 |  |  | 1 |  | 2026-03-03T14:19:38.281Z | 2026-03-03T14:19:38.281Z | Cable Tray Vertical Out | 12" | 12000
339 | CT-TEE-18 | 18" Cable Tray Tee | 1 | Tray | 18" cable tray tee | Eaton | B-Line | EA | 12 | 4 | 6 | 12 | 48 | 2 | 1 |  |  | 1 |  | 2026-03-03T14:19:38.281Z | 2026-03-03T14:19:38.281Z | Cable Tray Tee | 18" | 18000
340 | CT-CRS-18 | 18" Cable Tray Cross | 1 | Tray | 18" cable tray cross | Eaton | B-Line | EA | 12 | 4 | 6 | 12 | 48 | 2 | 1 |  |  | 1 |  | 2026-03-03T14:19:38.281Z | 2026-03-03T14:19:38.281Z | Cable Tray Cross | 18" | 18000
341 | CT-VIN-18 | 18" Cable Tray Vertical In | 1 | Tray | 18" cable tray vertical in | Eaton | B-Line | EA | 12 | 4 | 6 | 12 | 42 | 2 | 1 |  |  | 1 |  | 2026-03-03T14:19:38.281Z | 2026-03-03T14:19:38.281Z | Cable Tray Vertical In | 18" | 18000
342 | CT-VOU-18 | 18" Cable Tray Vertical Out | 1 | Tray | 18" cable tray vertical out | Eaton | B-Line | EA | 12 | 4 | 6 | 12 | 42 | 2 | 1 |  |  | 1 |  | 2026-03-03T14:19:38.281Z | 2026-03-03T14:19:38.281Z | Cable Tray Vertical Out | 18" | 18000
343 | CT-TEE-24 | 24" Cable Tray Tee | 1 | Tray | 24" cable tray tee | Eaton | B-Line | EA | 12 | 4 | 6 | 12 | 48 | 2 | 1 |  |  | 1 |  | 2026-03-03T14:19:38.281Z | 2026-03-03T14:19:38.281Z | Cable Tray Tee | 24" | 24000
344 | CT-CRS-24 | 24" Cable Tray Cross | 1 | Tray | 24" cable tray cross | Eaton | B-Line | EA | 12 | 4 | 6 | 12 | 48 | 2 | 1 |  |  | 1 |  | 2026-03-03T14:19:38.281Z | 2026-03-03T14:19:38.281Z | Cable Tray Cross | 24" | 24000
345 | CT-VIN-24 | 24" Cable Tray Vertical In | 1 | Tray | 24" cable tray vertical in | Eaton | B-Line | EA | 12 | 4 | 6 | 12 | 42 | 2 | 1 |  |  | 1 |  | 2026-03-03T14:19:38.281Z | 2026-03-03T14:19:38.281Z | Cable Tray Vertical In | 24" | 24000
346 | CT-VOU-24 | 24" Cable Tray Vertical Out | 1 | Tray | 24" cable tray vertical out | Eaton | B-Line | EA | 12 | 4 | 6 | 12 | 42 | 2 | 1 |  |  | 1 |  | 2026-03-03T14:19:38.281Z | 2026-03-03T14:19:38.281Z | Cable Tray Vertical Out | 24" | 24000
347 | CT-TEE-36 | 36" Cable Tray Tee | 1 | Tray | 36" cable tray tee | Eaton | B-Line | EA | 12 | 4 | 6 | 12 | 48 | 2 | 1 |  |  | 1 |  | 2026-03-03T14:19:38.281Z | 2026-03-03T14:19:38.281Z | Cable Tray Tee | 36" | 36000
348 | CT-CRS-36 | 36" Cable Tray Cross | 1 | Tray | 36" cable tray cross | Eaton | B-Line | EA | 12 | 4 | 6 | 12 | 48 | 2 | 1 |  |  | 1 |  | 2026-03-03T14:19:38.281Z | 2026-03-03T14:19:38.281Z | Cable Tray Cross | 36" | 36000
349 | CT-VIN-36 | 36" Cable Tray Vertical In | 1 | Tray | 36" cable tray vertical in | Eaton | B-Line | EA | 12 | 4 | 6 | 12 | 42 | 2 | 1 |  |  | 1 |  | 2026-03-03T14:19:38.281Z | 2026-03-03T14:19:38.281Z | Cable Tray Vertical In | 36" | 36000
350 | CT-VOU-36 | 36" Cable Tray Vertical Out | 1 | Tray | 36" cable tray vertical out | Eaton | B-Line | EA | 12 | 4 | 6 | 12 | 42 | 2 | 1 |  |  | 1 |  | 2026-03-03T14:19:38.281Z | 2026-03-03T14:19:38.281Z | Cable Tray Vertical Out | 36" | 36000
351 | CT-BC-12 | 12" Cable Tray Box Connector | 1 | Tray | 12" cable tray box connector | Eaton | B-Line | EA | 24 | 8 | 12 | 24 | 12 | 2 | 1 |  |  | 1 |  | 2026-03-03T14:19:38.281Z | 2026-03-03T14:19:38.281Z | Cable Tray Box Connector | 12" | 12000
352 | CT-BC-24 | 24" Cable Tray Box Connector | 1 | Tray | 24" cable tray box connector | Eaton | B-Line | EA | 24 | 8 | 12 | 24 | 12 | 2 | 1 |  |  | 1 |  | 2026-03-03T14:19:38.281Z | 2026-03-03T14:19:38.281Z | Cable Tray Box Connector | 24" | 24000
353 | CLP-HDC-050 | 1/2" Cable Tray Hold Down Clamp | 6 | Hardware | 1/2" cable tray hold down clamp | Unistrut | Atkore | EA | 36 | 12 | 18 | 36 | 7.5 | 5 | 1 |  |  | 1 |  | 2026-03-03T14:19:38.281Z | 2026-03-03T14:19:38.281Z | Cable Tray Hold Down Clamp | 1/2" | 0.5
357 | HWB-SN-025 | 1/4" Spring Nut | 6 | Hardware | 1/4" spring nut for strut channel | Unistrut | Atkore | EA | 200 | 60 | 100 | 200 | 1.1 | 5 | 1 |  |  | 1 |  | 2026-03-03T14:19:38.281Z | 2026-03-03T14:19:38.281Z | Spring Nut | 1/4" | 250
358 | HWB-SN-038 | 3/8" Spring Nut | 6 | Hardware | 3/8" spring nut for strut channel | Unistrut | Atkore | EA | 200 | 60 | 100 | 200 | 1.1 | 5 | 1 |  |  | 1 |  | 2026-03-03T14:19:38.281Z | 2026-03-03T14:19:38.281Z | Spring Nut | 3/8" | 375
359 | HWB-SN-050 | 1/2" Spring Nut | 6 | Hardware | 1/2" spring nut for strut channel | Unistrut | Atkore | EA | 200 | 60 | 100 | 200 | 1.1 | 5 | 1 |  |  | 1 |  | 2026-03-03T14:19:38.281Z | 2026-03-03T14:19:38.281Z | Spring Nut | 1/2" | 500
363 | MFC-CON-050 | 1/2" Metal Flexible Conduit | 2 | Flexible | 1/2" metal flexible conduit | ABB | T&B | FT | 400 | 120 | 180 | 300 | 1.35 | 1 | 1 |  |  | 1 |  | 2026-03-03T14:19:38.281Z | 2026-03-03T14:19:38.281Z | Metal Flexible Conduit | 1/2" | 500
364 | MFC-ST-050 | 1/2" Metal Flexible Conduit Connector Straight | 2 | Flexible | 1/2" straight metal flexible conduit connector | ABB | T&B | EA | 60 | 20 | 30 | 60 | 3.2 | 1 | 1 |  |  | 1 |  | 2026-03-03T14:19:38.281Z | 2026-03-03T14:19:38.281Z | Metal Flexible Conduit Connector Straight | 1/2" | 500
365 | MFC-90-050 | 1/2" Metal Flexible Conduit Connector 90° | 2 | Flexible | 1/2" 90 degree metal flexible conduit connector | ABB | T&B | EA | 40 | 12 | 20 | 40 | 4.2 | 1 | 1 |  |  | 1 |  | 2026-03-03T14:19:38.281Z | 2026-03-03T14:19:38.281Z | Metal Flexible Conduit Connector 90° | 1/2" | 500
366 | MFC-CON-075 | 3/4" Metal Flexible Conduit | 2 | Flexible | 3/4" metal flexible conduit | ABB | T&B | FT | 400 | 120 | 180 | 300 | 1.35 | 1 | 1 |  |  | 1 |  | 2026-03-03T14:19:38.281Z | 2026-03-03T14:19:38.281Z | Metal Flexible Conduit | 3/4" | 750
367 | MFC-ST-075 | 3/4" Metal Flexible Conduit Connector Straight | 2 | Flexible | 3/4" straight metal flexible conduit connector | ABB | T&B | EA | 60 | 20 | 30 | 60 | 3.2 | 1 | 1 |  |  | 1 |  | 2026-03-03T14:19:38.281Z | 2026-03-03T14:19:38.281Z | Metal Flexible Conduit Connector Straight | 3/4" | 750
368 | MFC-90-075 | 3/4" Metal Flexible Conduit Connector 90° | 2 | Flexible | 3/4" 90 degree metal flexible conduit connector | ABB | T&B | EA | 40 | 12 | 20 | 40 | 4.2 | 1 | 1 |  |  | 1 |  | 2026-03-03T14:19:38.281Z | 2026-03-03T14:19:38.281Z | Metal Flexible Conduit Connector 90° | 3/4" | 750
369 | MFC-CON-100 | 1" Metal Flexible Conduit | 2 | Flexible | 1" metal flexible conduit | ABB | T&B | FT | 400 | 120 | 180 | 300 | 1.35 | 1 | 1 |  |  | 1 |  | 2026-03-03T14:19:38.281Z | 2026-03-03T14:19:38.281Z | Metal Flexible Conduit | 1" | 1000
370 | MFC-ST-100 | 1" Metal Flexible Conduit Connector Straight | 2 | Flexible | 1" straight metal flexible conduit connector | ABB | T&B | EA | 60 | 20 | 30 | 60 | 3.2 | 1 | 1 |  |  | 1 |  | 2026-03-03T14:19:38.281Z | 2026-03-03T14:19:38.281Z | Metal Flexible Conduit Connector Straight | 1" | 1000
371 | MFC-90-100 | 1" Metal Flexible Conduit Connector 90° | 2 | Flexible | 1" 90 degree metal flexible conduit connector | ABB | T&B | EA | 40 | 12 | 20 | 40 | 4.2 | 1 | 1 |  |  | 1 |  | 2026-03-03T14:19:38.281Z | 2026-03-03T14:19:38.281Z | Metal Flexible Conduit Connector 90° | 1" | 1000
372 | MFC-CON-125 | 1-1/4" Metal Flexible Conduit | 2 | Flexible | 1-1/4" metal flexible conduit | ABB | T&B | FT | 400 | 120 | 180 | 300 | 1.35 | 1 | 1 |  |  | 1 |  | 2026-03-03T14:19:38.281Z | 2026-03-03T14:19:38.281Z | Metal Flexible Conduit | 1-1/4" | 1250
373 | MFC-ST-125 | 1-1/4" Metal Flexible Conduit Connector Straight | 2 | Flexible | 1-1/4" straight metal flexible conduit connector | ABB | T&B | EA | 60 | 20 | 30 | 60 | 3.2 | 1 | 1 |  |  | 1 |  | 2026-03-03T14:19:38.281Z | 2026-03-03T14:19:38.281Z | Metal Flexible Conduit Connector Straight | 1-1/4" | 1250
374 | MFC-90-125 | 1-1/4" Metal Flexible Conduit Connector 90° | 2 | Flexible | 1-1/4" 90 degree metal flexible conduit connector | ABB | T&B | EA | 40 | 12 | 20 | 40 | 4.2 | 1 | 1 |  |  | 1 |  | 2026-03-03T14:19:38.281Z | 2026-03-03T14:19:38.281Z | Metal Flexible Conduit Connector 90° | 1-1/4" | 1250
375 | MFC-CON-150 | 1-1/2" Metal Flexible Conduit | 2 | Flexible | 1-1/2" metal flexible conduit | ABB | T&B | FT | 400 | 120 | 180 | 300 | 1.35 | 1 | 1 |  |  | 1 |  | 2026-03-03T14:19:38.281Z | 2026-03-03T14:19:38.281Z | Metal Flexible Conduit | 1-1/2" | 1500
376 | MFC-ST-150 | 1-1/2" Metal Flexible Conduit Connector Straight | 2 | Flexible | 1-1/2" straight metal flexible conduit connector | ABB | T&B | EA | 60 | 20 | 30 | 60 | 3.2 | 1 | 1 |  |  | 1 |  | 2026-03-03T14:19:38.281Z | 2026-03-03T14:19:38.281Z | Metal Flexible Conduit Connector Straight | 1-1/2" | 1500
377 | MFC-90-150 | 1-1/2" Metal Flexible Conduit Connector 90° | 2 | Flexible | 1-1/2" 90 degree metal flexible conduit connector | ABB | T&B | EA | 40 | 12 | 20 | 40 | 4.2 | 1 | 1 |  |  | 1 |  | 2026-03-03T14:19:38.281Z | 2026-03-03T14:19:38.281Z | Metal Flexible Conduit Connector 90° | 1-1/2" | 1500
378 | MFC-CON-200 | 2" Metal Flexible Conduit | 2 | Flexible | 2" metal flexible conduit | ABB | T&B | FT | 400 | 120 | 180 | 300 | 1.35 | 1 | 1 |  |  | 1 |  | 2026-03-03T14:19:38.281Z | 2026-03-03T14:19:38.281Z | Metal Flexible Conduit | 2" | 2000
379 | MFC-ST-200 | 2" Metal Flexible Conduit Connector Straight | 2 | Flexible | 2" straight metal flexible conduit connector | ABB | T&B | EA | 60 | 20 | 30 | 60 | 3.2 | 1 | 1 |  |  | 1 |  | 2026-03-03T14:19:38.281Z | 2026-03-03T14:19:38.281Z | Metal Flexible Conduit Connector Straight | 2" | 2000
380 | MFC-90-200 | 2" Metal Flexible Conduit Connector 90° | 2 | Flexible | 2" 90 degree metal flexible conduit connector | ABB | T&B | EA | 40 | 12 | 20 | 40 | 4.2 | 1 | 1 |  |  | 1 |  | 2026-03-03T14:19:38.281Z | 2026-03-03T14:19:38.281Z | Metal Flexible Conduit Connector 90° | 2" | 2000
381 | LQT-CON-050 | 1/2" Liquidtight Flexible Conduit | 2 | Flexible | 1/2" liquidtight flexible conduit | ABB | T&B | FT | 300 | 90 | 150 | 300 | 1.95 | 1 | 1 |  |  | 1 |  | 2026-03-03T14:19:38.281Z | 2026-03-03T14:19:38.281Z | Liquidtight Flexible Conduit | 1/2" | 500
382 | LQT-ST-050 | 1/2" Liquidtight Flexible Conduit Connector Straight | 2 | Flexible | 1/2" straight liquidtight flexible conduit connector | ABB | T&B | EA | 50 | 15 | 24 | 50 | 4.8 | 1 | 1 |  |  | 1 |  | 2026-03-03T14:19:38.281Z | 2026-03-03T14:19:38.281Z | Liquidtight Flexible Conduit Connector Straight | 1/2" | 500
383 | LQT-90-050 | 1/2" Liquidtight Flexible Conduit Connector 90° | 2 | Flexible | 1/2" 90 degree liquidtight flexible conduit connector | ABB | T&B | EA | 36 | 12 | 18 | 36 | 6.1 | 1 | 1 |  |  | 1 |  | 2026-03-03T14:19:38.281Z | 2026-03-03T14:19:38.281Z | Liquidtight Flexible Conduit Connector 90° | 1/2" | 500
384 | LQT-CON-075 | 3/4" Liquidtight Flexible Conduit | 2 | Flexible | 3/4" liquidtight flexible conduit | ABB | T&B | FT | 300 | 90 | 150 | 300 | 1.95 | 1 | 1 |  |  | 1 |  | 2026-03-03T14:19:38.281Z | 2026-03-03T14:19:38.281Z | Liquidtight Flexible Conduit | 3/4" | 750
385 | LQT-ST-075 | 3/4" Liquidtight Flexible Conduit Connector Straight | 2 | Flexible | 3/4" straight liquidtight flexible conduit connector | ABB | T&B | EA | 50 | 15 | 24 | 50 | 4.8 | 1 | 1 |  |  | 1 |  | 2026-03-03T14:19:38.281Z | 2026-03-03T14:19:38.281Z | Liquidtight Flexible Conduit Connector Straight | 3/4" | 750
386 | LQT-90-075 | 3/4" Liquidtight Flexible Conduit Connector 90° | 2 | Flexible | 3/4" 90 degree liquidtight flexible conduit connector | ABB | T&B | EA | 36 | 12 | 18 | 36 | 6.1 | 1 | 1 |  |  | 1 |  | 2026-03-03T14:19:38.281Z | 2026-03-03T14:19:38.281Z | Liquidtight Flexible Conduit Connector 90° | 3/4" | 750
387 | LQT-CON-100 | 1" Liquidtight Flexible Conduit | 2 | Flexible | 1" liquidtight flexible conduit | ABB | T&B | FT | 300 | 90 | 150 | 300 | 1.95 | 1 | 1 |  |  | 1 |  | 2026-03-03T14:19:38.281Z | 2026-03-03T14:19:38.281Z | Liquidtight Flexible Conduit | 1" | 1000
388 | LQT-ST-100 | 1" Liquidtight Flexible Conduit Connector Straight | 2 | Flexible | 1" straight liquidtight flexible conduit connector | ABB | T&B | EA | 50 | 15 | 24 | 50 | 4.8 | 1 | 1 |  |  | 1 |  | 2026-03-03T14:19:38.281Z | 2026-03-03T14:19:38.281Z | Liquidtight Flexible Conduit Connector Straight | 1" | 1000
389 | LQT-90-100 | 1" Liquidtight Flexible Conduit Connector 90° | 2 | Flexible | 1" 90 degree liquidtight flexible conduit connector | ABB | T&B | EA | 36 | 12 | 18 | 36 | 6.1 | 1 | 1 |  |  | 1 |  | 2026-03-03T14:19:38.281Z | 2026-03-03T14:19:38.281Z | Liquidtight Flexible Conduit Connector 90° | 1" | 1000
390 | LQT-CON-125 | 1-1/4" Liquidtight Flexible Conduit | 2 | Flexible | 1-1/4" liquidtight flexible conduit | ABB | T&B | FT | 300 | 90 | 150 | 300 | 1.95 | 1 | 1 |  |  | 1 |  | 2026-03-03T14:19:38.281Z | 2026-03-03T14:19:38.281Z | Liquidtight Flexible Conduit | 1-1/4" | 1250
391 | LQT-ST-125 | 1-1/4" Liquidtight Flexible Conduit Connector Straight | 2 | Flexible | 1-1/4" straight liquidtight flexible conduit connector | ABB | T&B | EA | 50 | 15 | 24 | 50 | 4.8 | 1 | 1 |  |  | 1 |  | 2026-03-03T14:19:38.281Z | 2026-03-03T14:19:38.281Z | Liquidtight Flexible Conduit Connector Straight | 1-1/4" | 1250
392 | LQT-90-125 | 1-1/4" Liquidtight Flexible Conduit Connector 90° | 2 | Flexible | 1-1/4" 90 degree liquidtight flexible conduit connector | ABB | T&B | EA | 36 | 12 | 18 | 36 | 6.1 | 1 | 1 |  |  | 1 |  | 2026-03-03T14:19:38.281Z | 2026-03-03T14:19:38.281Z | Liquidtight Flexible Conduit Connector 90° | 1-1/4" | 1250
393 | LQT-CON-150 | 1-1/2" Liquidtight Flexible Conduit | 2 | Flexible | 1-1/2" liquidtight flexible conduit | ABB | T&B | FT | 300 | 90 | 150 | 300 | 1.95 | 1 | 1 |  |  | 1 |  | 2026-03-03T14:19:38.281Z | 2026-03-03T14:19:38.281Z | Liquidtight Flexible Conduit | 1-1/2" | 1500
394 | LQT-ST-150 | 1-1/2" Liquidtight Flexible Conduit Connector Straight | 2 | Flexible | 1-1/2" straight liquidtight flexible conduit connector | ABB | T&B | EA | 50 | 15 | 24 | 50 | 4.8 | 1 | 1 |  |  | 1 |  | 2026-03-03T14:19:38.281Z | 2026-03-03T14:19:38.281Z | Liquidtight Flexible Conduit Connector Straight | 1-1/2" | 1500
395 | LQT-90-150 | 1-1/2" Liquidtight Flexible Conduit Connector 90° | 2 | Flexible | 1-1/2" 90 degree liquidtight flexible conduit connector | ABB | T&B | EA | 36 | 12 | 18 | 36 | 6.1 | 1 | 1 |  |  | 1 |  | 2026-03-03T14:19:38.281Z | 2026-03-03T14:19:38.281Z | Liquidtight Flexible Conduit Connector 90° | 1-1/2" | 1500
396 | LQT-CON-200 | 2" Liquidtight Flexible Conduit | 2 | Flexible | 2" liquidtight flexible conduit | ABB | T&B | FT | 300 | 90 | 150 | 300 | 1.95 | 1 | 1 |  |  | 1 |  | 2026-03-03T14:19:38.281Z | 2026-03-03T14:19:38.281Z | Liquidtight Flexible Conduit | 2" | 2000
397 | LQT-ST-200 | 2" Liquidtight Flexible Conduit Connector Straight | 2 | Flexible | 2" straight liquidtight flexible conduit connector | ABB | T&B | EA | 50 | 15 | 24 | 50 | 4.8 | 1 | 1 |  |  | 1 |  | 2026-03-03T14:19:38.281Z | 2026-03-03T14:19:38.281Z | Liquidtight Flexible Conduit Connector Straight | 2" | 2000
398 | LQT-90-200 | 2" Liquidtight Flexible Conduit Connector 90° | 2 | Flexible | 2" 90 degree liquidtight flexible conduit connector | ABB | T&B | EA | 36 | 12 | 18 | 36 | 6.1 | 1 | 1 |  |  | 1 |  | 2026-03-03T14:19:38.281Z | 2026-03-03T14:19:38.281Z | Liquidtight Flexible Conduit Connector 90° | 2" | 2000
399 | CLP-CON-075 | 3/4" Conduit Clamp | 3 | Supports | 3/4" conduit clamp | Minerallac | Minerallac | EA | 80 | 24 | 40 | 80 | 2.9 | 2 | 1 |  |  | 1 |  | 2026-03-03T14:19:38.281Z | 2026-03-03T14:19:38.281Z | Conduit Clamp | 3/4" | 750
400 | CLP-CON-100 | 1" Conduit Clamp | 3 | Supports | 1" conduit clamp | Minerallac | Minerallac | EA | 80 | 24 | 40 | 80 | 2.9 | 2 | 1 |  |  | 1 |  | 2026-03-03T14:19:38.281Z | 2026-03-03T14:19:38.281Z | Conduit Clamp | 1" | 1000
401 | CLP-CON-125 | 1-1/4" Conduit Clamp | 3 | Supports | 1-1/4" conduit clamp | Minerallac | Minerallac | EA | 80 | 24 | 40 | 80 | 2.9 | 2 | 1 |  |  | 1 |  | 2026-03-03T14:19:38.281Z | 2026-03-03T14:19:38.281Z | Conduit Clamp | 1-1/4" | 1250
402 | WPB-4SQ | 4" Square Weatherproof Box | 7 | Boxes | Weatherproof 4" Square Box | Bell | Hubbell | EA | 24 | 8 | 12 | 24 | 7.5 | 4 | 1 |  |  | 1 |  | 2026-03-03T14:19:38.281Z | 2026-03-03T14:19:38.281Z | Weatherproof Box | 4" Square | 1
403 | WPB-24 | 2x4 Weatherproof Box | 7 | Boxes | Weatherproof 2x4 Box | Bell | Hubbell | EA | 24 | 8 | 12 | 24 | 6.2 | 4 | 1 |  |  | 1 |  | 2026-03-03T14:19:38.281Z | 2026-03-03T14:19:38.281Z | Weatherproof Box | 2x4 | 1
404 | CVR-WP | Standard Weatherproof Box Cover | 7 | Boxes | Weatherproof Box Cover | Bell | Hubbell | EA | 24 | 8 | 12 | 24 | 2.8 | 4 | 1 |  |  | 1 |  | 2026-03-03T14:19:38.281Z | 2026-03-03T14:19:38.281Z | Weatherproof Box Cover | Standard | 1
405 | JB-N1-664 | 6x6x4 NEMA1 Junction Box | 7 | Boxes | 6x6x4 indoor junction box | Hoffman | nVent | EA | 6 | 2 | 3 | 6 | 45 | 4 | 1 |  |  | 1 |  | 2026-03-03T14:19:38.281Z | 2026-03-03T14:19:38.281Z | Indoor Junction Box | 6x6x4 | 664
406 | JB-N3R-664 | 6x6x4 NEMA3R Junction Box | 7 | Boxes | 6x6x4 outdoor junction box | Hoffman | nVent | EA | 6 | 2 | 3 | 6 | 58 | 4 | 1 |  |  | 1 |  | 2026-03-03T14:19:38.281Z | 2026-03-03T14:19:38.281Z | Outdoor Junction Box | 6x6x4 | 664
407 | JB-N1-884 | 8x8x4 NEMA1 Junction Box | 7 | Boxes | 8x8x4 indoor junction box | Hoffman | nVent | EA | 6 | 2 | 3 | 6 | 45 | 4 | 1 |  |  | 1 |  | 2026-03-03T14:19:38.281Z | 2026-03-03T14:19:38.281Z | Indoor Junction Box | 8x8x4 | 884
408 | JB-N3R-884 | 8x8x4 NEMA3R Junction Box | 7 | Boxes | 8x8x4 outdoor junction box | Hoffman | nVent | EA | 6 | 2 | 3 | 6 | 58 | 4 | 1 |  |  | 1 |  | 2026-03-03T14:19:38.281Z | 2026-03-03T14:19:38.281Z | Outdoor Junction Box | 8x8x4 | 884
409 | JB-N1-12124 | 12x12x4 NEMA1 Junction Box | 7 | Boxes | 12x12x4 indoor junction box | Hoffman | nVent | EA | 6 | 2 | 3 | 6 | 45 | 4 | 1 |  |  | 1 |  | 2026-03-03T14:19:38.281Z | 2026-03-03T14:19:38.281Z | Indoor Junction Box | 12x12x4 | 12124
410 | JB-N3R-12124 | 12x12x4 NEMA3R Junction Box | 7 | Boxes | 12x12x4 outdoor junction box | Hoffman | nVent | EA | 6 | 2 | 3 | 6 | 58 | 4 | 1 |  |  | 1 |  | 2026-03-03T14:19:38.281Z | 2026-03-03T14:19:38.281Z | Outdoor Junction Box | 12x12x4 | 12124
411 | JB-N1-24244 | 24x24x4 NEMA1 Junction Box | 7 | Boxes | 24x24x4 indoor junction box | Hoffman | nVent | EA | 6 | 2 | 3 | 6 | 45 | 4 | 1 |  |  | 1 |  | 2026-03-03T14:19:38.281Z | 2026-03-03T14:19:38.281Z | Indoor Junction Box | 24x24x4 | 24244
412 | JB-N3R-24244 | 24x24x4 NEMA3R Junction Box | 7 | Boxes | 24x24x4 outdoor junction box | Hoffman | nVent | EA | 6 | 2 | 3 | 6 | 58 | 4 | 1 |  |  | 1 |  | 2026-03-03T14:19:38.281Z | 2026-03-03T14:19:38.281Z | Outdoor Junction Box | 24x24x4 | 24244
413 | FUS-240-15 | 15A Fuse 240V | 8 | Fuses | 240V 15A fuse | Bussmann | Eaton | EA | 20 | 6 | 10 | 20 | 12.75 | 1 | 1 |  |  | 1 |  | 2026-03-03T14:19:38.281Z | 2026-03-03T14:19:38.281Z | Fuse 240V | 15A | 240015
414 | FUS-240-20 | 20A Fuse 240V | 8 | Fuses | 240V 20A fuse | Bussmann | Eaton | EA | 20 | 6 | 10 | 20 | 13 | 1 | 1 |  |  | 1 |  | 2026-03-03T14:19:38.281Z | 2026-03-03T14:19:38.281Z | Fuse 240V | 20A | 240020
415 | FUS-240-30 | 30A Fuse 240V | 8 | Fuses | 240V 30A fuse | Bussmann | Eaton | EA | 20 | 6 | 10 | 20 | 13.5 | 1 | 1 |  |  | 1 |  | 2026-03-03T14:19:38.281Z | 2026-03-03T14:19:38.281Z | Fuse 240V | 30A | 240030
416 | FUS-240-60 | 60A Fuse 240V | 8 | Fuses | 240V 60A fuse | Bussmann | Eaton | EA | 20 | 6 | 10 | 20 | 15 | 1 | 1 |  |  | 1 |  | 2026-03-03T14:19:38.281Z | 2026-03-03T14:19:38.281Z | Fuse 240V | 60A | 240060
417 | FUS-240-100 | 100A Fuse 240V | 8 | Fuses | 240V 100A fuse | Bussmann | Eaton | EA | 20 | 6 | 10 | 20 | 17 | 1 | 1 |  |  | 1 |  | 2026-03-03T14:19:38.281Z | 2026-03-03T14:19:38.281Z | Fuse 240V | 100A | 240100
418 | FUS-240-200 | 200A Fuse 240V | 8 | Fuses | 240V 200A fuse | Bussmann | Eaton | EA | 20 | 6 | 10 | 20 | 22 | 1 | 3 |  |  | 1 |  | 2026-03-03T14:19:38.281Z | 2026-03-03T14:19:38.281Z | Fuse 240V | 200A | 240200
419 | FUS-240-400 | 400A Fuse 240V | 8 | Fuses | 240V 400A fuse | Bussmann | Eaton | EA | 20 | 6 | 10 | 20 | 32 | 1 | 3 |  |  | 1 |  | 2026-03-03T14:19:38.281Z | 2026-03-03T14:19:38.281Z | Fuse 240V | 400A | 240400
420 | FUS-600-15 | 15A Fuse 600V | 8 | Fuses | 600V 15A fuse | Bussmann | Eaton | EA | 20 | 6 | 10 | 20 | 16.8333 | 1 | 1 |  |  | 1 |  | 2026-03-03T14:19:38.281Z | 2026-03-03T14:19:38.281Z | Fuse 600V | 15A | 600015
421 | FUS-600-20 | 20A Fuse 600V | 8 | Fuses | 600V 20A fuse | Bussmann | Eaton | EA | 20 | 6 | 10 | 20 | 17.1111 | 1 | 1 |  |  | 1 |  | 2026-03-03T14:19:38.281Z | 2026-03-03T14:19:38.281Z | Fuse 600V | 20A | 600020
422 | FUS-600-30 | 30A Fuse 600V | 8 | Fuses | 600V 30A fuse | Bussmann | Eaton | EA | 20 | 6 | 10 | 20 | 17.6667 | 1 | 1 |  |  | 1 |  | 2026-03-03T14:19:38.281Z | 2026-03-03T14:19:38.281Z | Fuse 600V | 30A | 600030
423 | FUS-600-60 | 60A Fuse 600V | 8 | Fuses | 600V 60A fuse | Bussmann | Eaton | EA | 20 | 6 | 10 | 20 | 19.3333 | 1 | 1 |  |  | 1 |  | 2026-03-03T14:19:38.281Z | 2026-03-03T14:19:38.281Z | Fuse 600V | 60A | 600060
424 | FUS-600-100 | 100A Fuse 600V | 8 | Fuses | 600V 100A fuse | Bussmann | Eaton | EA | 20 | 6 | 10 | 20 | 21.5556 | 1 | 1 |  |  | 1 |  | 2026-03-03T14:19:38.281Z | 2026-03-03T14:19:38.281Z | Fuse 600V | 100A | 600100
425 | FUS-600-200 | 200A Fuse 600V | 8 | Fuses | 600V 200A fuse | Bussmann | Eaton | EA | 20 | 6 | 10 | 20 | 27.1111 | 1 | 3 |  |  | 1 |  | 2026-03-03T14:19:38.281Z | 2026-03-03T14:19:38.281Z | Fuse 600V | 200A | 600200
426 | FUS-600-400 | 400A Fuse 600V | 8 | Fuses | 600V 400A fuse | Bussmann | Eaton | EA | 20 | 6 | 10 | 20 | 38.2222 | 1 | 3 |  |  | 1 |  | 2026-03-03T14:19:38.281Z | 2026-03-03T14:19:38.281Z | Fuse 600V | 400A | 600400
427 | TR-45-2 | 45kVA Transformer | 8 | Transformers | Transformer 45kVA | Square D | Schneider | EA | 8 | 2 | 4 | 8 | 950 | 1 | 3 |  |  | 1 |  | 2026-03-03T14:19:38.281Z | 2026-03-03T14:19:38.281Z | Transformer | 45kVA | 450
428 | TR-75-2 | 75kVA Transformer | 8 | Transformers | Transformer 75kVA | Square D | Schneider | EA | 8 | 2 | 4 | 8 | 1450 | 1 | 3 |  |  | 1 |  | 2026-03-03T14:19:38.281Z | 2026-03-03T14:19:38.281Z | Transformer | 75kVA | 750
429 | DS-N1-240-FUS-30 | 30A 240V NEMA1 Fusible Disconnect Switch | 8 | Disconnect Switches | 30A 240V indoor Fusible Disconnect Switch | Square D | Schneider Electric | EA | 26 | 1 | 2 | 4 | 82.5 | 1 | 1 |  |  | true |  | "2026-03-03T14:19:38.281Z" | "2026-03-03T14:19:38.281Z" | Disconnect Switch | 30A 240V Indoor Fusible | 30241
430 | DS-N1-240-NF-30 | 30A 240V NEMA1 Non-Fused Disconnect Switch | 8 | Disconnect Switches | 30A 240V indoor Non-Fused Disconnect Switch | Square D | Schneider Electric | EA | 26 | 1 | 2 | 4 | 75 | 1 | 1 |  |  | true |  | "2026-03-03T14:19:38.281Z" | "2026-03-03T14:19:38.281Z" | Disconnect Switch | 30A 240V Indoor Non-Fused | 30240
431 | DS-N3R-240-FUS-30 | 30A 240V NEMA3R Fusible Disconnect Switch | 8 | Disconnect Switches | 30A 240V outdoor Fusible Disconnect Switch | Square D | Schneider Electric | EA | 26 | 1 | 2 | 4 | 99 | 1 | 3 |  |  | true |  | "2026-03-03T14:19:38.281Z" | "2026-03-03T14:19:38.281Z" | Disconnect Switch | 30A 240V Outdoor Fusible | 30341
432 | DS-N3R-240-NF-30 | 30A 240V NEMA3R Non-Fused Disconnect Switch | 8 | Disconnect Switches | 30A 240V outdoor Non-Fused Disconnect Switch | Square D | Schneider Electric | EA | 26 | 1 | 2 | 4 | 90 | 1 | 3 |  |  | true |  | "2026-03-03T14:19:38.281Z" | "2026-03-03T14:19:38.281Z" | Disconnect Switch | 30A 240V Outdoor Non-Fused | 30340
433 | DS-N1-600-FUS-30 | 30A 600V NEMA1 Fusible Disconnect Switch | 8 | Disconnect Switches | 30A 600V indoor Fusible Disconnect Switch | Square D | Schneider Electric | EA | 26 | 1 | 2 | 4 | 94.88 | 1 | 1 |  |  | true |  | "2026-03-03T14:19:38.281Z" | "2026-03-03T14:19:38.281Z" | Disconnect Switch | 30A 600V Indoor Fusible | 30601
434 | DS-N1-600-NF-30 | 30A 600V NEMA1 Non-Fused Disconnect Switch | 8 | Disconnect Switches | 30A 600V indoor Non-Fused Disconnect Switch | Square D | Schneider Electric | EA | 26 | 1 | 2 | 4 | 86.25 | 1 | 1 |  |  | true |  | "2026-03-03T14:19:38.281Z" | "2026-03-03T14:19:38.281Z" | Disconnect Switch | 30A 600V Indoor Non-Fused | 30600
435 | DS-N3R-600-FUS-30 | 30A 600V NEMA3R Fusible Disconnect Switch | 8 | Disconnect Switches | 30A 600V outdoor Fusible Disconnect Switch | Square D | Schneider Electric | EA | 26 | 1 | 2 | 4 | 113.85 | 1 | 3 |  |  | true |  | "2026-03-03T14:19:38.281Z" | "2026-03-03T14:19:38.281Z" | Disconnect Switch | 30A 600V Outdoor Fusible | 30701
436 | DS-N3R-600-NF-30 | 30A 600V NEMA3R Non-Fused Disconnect Switch | 8 | Disconnect Switches | 30A 600V outdoor Non-Fused Disconnect Switch | Square D | Schneider Electric | EA | 26 | 1 | 2 | 4 | 103.5 | 1 | 3 |  |  | true |  | "2026-03-03T14:19:38.281Z" | "2026-03-03T14:19:38.281Z" | Disconnect Switch | 30A 600V Outdoor Non-Fused | 30700
437 | DS-N1-240-FUS-60 | 60A 240V NEMA1 Fusible Disconnect Switch | 8 | Disconnect Switches | 60A 240V indoor Fusible Disconnect Switch | Square D | Schneider Electric | EA | 22 | 1 | 2 | 4 | 137.5 | 1 | 1 |  |  | true |  | "2026-03-03T14:19:38.281Z" | "2026-03-03T14:19:38.281Z" | Disconnect Switch | 60A 240V Indoor Fusible | 60241
438 | DS-N1-240-NF-60 | 60A 240V NEMA1 Non-Fused Disconnect Switch | 8 | Disconnect Switches | 60A 240V indoor Non-Fused Disconnect Switch | Square D | Schneider Electric | EA | 22 | 1 | 2 | 4 | 125 | 1 | 1 |  |  | true |  | "2026-03-03T14:19:38.281Z" | "2026-03-03T14:19:38.281Z" | Disconnect Switch | 60A 240V Indoor Non-Fused | 60240
439 | DS-N3R-240-FUS-60 | 60A 240V NEMA3R Fusible Disconnect Switch | 8 | Disconnect Switches | 60A 240V outdoor Fusible Disconnect Switch | Square D | Schneider Electric | EA | 22 | 1 | 2 | 4 | 165 | 1 | 3 |  |  | true |  | "2026-03-03T14:19:38.281Z" | "2026-03-03T14:19:38.281Z" | Disconnect Switch | 60A 240V Outdoor Fusible | 60341
440 | DS-N3R-240-NF-60 | 60A 240V NEMA3R Non-Fused Disconnect Switch | 8 | Disconnect Switches | 60A 240V outdoor Non-Fused Disconnect Switch | Square D | Schneider Electric | EA | 22 | 1 | 2 | 4 | 150 | 1 | 3 |  |  | true |  | "2026-03-03T14:19:38.281Z" | "2026-03-03T14:19:38.281Z" | Disconnect Switch | 60A 240V Outdoor Non-Fused | 60340
441 | DS-N1-600-FUS-60 | 60A 600V NEMA1 Fusible Disconnect Switch | 8 | Disconnect Switches | 60A 600V indoor Fusible Disconnect Switch | Square D | Schneider Electric | EA | 22 | 1 | 2 | 4 | 158.12 | 1 | 1 |  |  | true |  | "2026-03-03T14:19:38.281Z" | "2026-03-03T14:19:38.281Z" | Disconnect Switch | 60A 600V Indoor Fusible | 60601
442 | DS-N1-600-NF-60 | 60A 600V NEMA1 Non-Fused Disconnect Switch | 8 | Disconnect Switches | 60A 600V indoor Non-Fused Disconnect Switch | Square D | Schneider Electric | EA | 22 | 1 | 2 | 4 | 143.75 | 1 | 1 |  |  | true |  | "2026-03-03T14:19:38.281Z" | "2026-03-03T14:19:38.281Z" | Disconnect Switch | 60A 600V Indoor Non-Fused | 60600
443 | DS-N3R-600-FUS-60 | 60A 600V NEMA3R Fusible Disconnect Switch | 8 | Disconnect Switches | 60A 600V outdoor Fusible Disconnect Switch | Square D | Schneider Electric | EA | 22 | 1 | 2 | 4 | 189.75 | 1 | 3 |  |  | true |  | "2026-03-03T14:19:38.281Z" | "2026-03-03T14:19:38.281Z" | Disconnect Switch | 60A 600V Outdoor Fusible | 60701
444 | DS-N3R-600-NF-60 | 60A 600V NEMA3R Non-Fused Disconnect Switch | 8 | Disconnect Switches | 60A 600V outdoor Non-Fused Disconnect Switch | Square D | Schneider Electric | EA | 22 | 1 | 2 | 4 | 172.5 | 1 | 3 |  |  | true |  | "2026-03-03T14:19:38.281Z" | "2026-03-03T14:19:38.281Z" | Disconnect Switch | 60A 600V Outdoor Non-Fused | 60700
445 | DS-N1-240-FUS-100 | 100A 240V NEMA1 Fusible Disconnect Switch | 8 | Disconnect Switches | 100A 240V indoor Fusible Disconnect Switch | Square D | Schneider Electric | EA | 18 | 1 | 2 | 4 | 203.5 | 1 | 1 |  |  | true |  | "2026-03-03T14:19:38.281Z" | "2026-03-03T14:19:38.281Z" | Disconnect Switch | 100A 240V Indoor Fusible | 100241
446 | DS-N1-240-NF-100 | 100A 240V NEMA1 Non-Fused Disconnect Switch | 8 | Disconnect Switches | 100A 240V indoor Non-Fused Disconnect Switch | Square D | Schneider Electric | EA | 18 | 1 | 2 | 4 | 185 | 1 | 1 |  |  | true |  | "2026-03-03T14:19:38.281Z" | "2026-03-03T14:19:38.281Z" | Disconnect Switch | 100A 240V Indoor Non-Fused | 100240
447 | DS-N3R-240-FUS-100 | 100A 240V NEMA3R Fusible Disconnect Switch | 8 | Disconnect Switches | 100A 240V outdoor Fusible Disconnect Switch | Square D | Schneider Electric | EA | 18 | 1 | 2 | 4 | 244.2 | 1 | 3 |  |  | true |  | "2026-03-03T14:19:38.281Z" | "2026-03-03T14:19:38.281Z" | Disconnect Switch | 100A 240V Outdoor Fusible | 100341
448 | DS-N3R-240-NF-100 | 100A 240V NEMA3R Non-Fused Disconnect Switch | 8 | Disconnect Switches | 100A 240V outdoor Non-Fused Disconnect Switch | Square D | Schneider Electric | EA | 18 | 1 | 2 | 4 | 222 | 1 | 3 |  |  | true |  | "2026-03-03T14:19:38.281Z" | "2026-03-03T14:19:38.281Z" | Disconnect Switch | 100A 240V Outdoor Non-Fused | 100340
449 | DS-N1-600-FUS-100 | 100A 600V NEMA1 Fusible Disconnect Switch | 8 | Disconnect Switches | 100A 600V indoor Fusible Disconnect Switch | Square D | Schneider Electric | EA | 18 | 1 | 2 | 4 | 234.02 | 1 | 1 |  |  | true |  | "2026-03-03T14:19:38.281Z" | "2026-03-03T14:19:38.281Z" | Disconnect Switch | 100A 600V Indoor Fusible | 100601
450 | DS-N1-600-NF-100 | 100A 600V NEMA1 Non-Fused Disconnect Switch | 8 | Disconnect Switches | 100A 600V indoor Non-Fused Disconnect Switch | Square D | Schneider Electric | EA | 18 | 1 | 2 | 4 | 212.75 | 1 | 1 |  |  | true |  | "2026-03-03T14:19:38.281Z" | "2026-03-03T14:19:38.281Z" | Disconnect Switch | 100A 600V Indoor Non-Fused | 100600
451 | DS-N3R-600-FUS-100 | 100A 600V NEMA3R Fusible Disconnect Switch | 8 | Disconnect Switches | 100A 600V outdoor Fusible Disconnect Switch | Square D | Schneider Electric | EA | 18 | 1 | 2 | 4 | 280.83 | 1 | 3 |  |  | true |  | "2026-03-03T14:19:38.281Z" | "2026-03-03T14:19:38.281Z" | Disconnect Switch | 100A 600V Outdoor Fusible | 100701
452 | DS-N3R-600-NF-100 | 100A 600V NEMA3R Non-Fused Disconnect Switch | 8 | Disconnect Switches | 100A 600V outdoor Non-Fused Disconnect Switch | Square D | Schneider Electric | EA | 18 | 1 | 2 | 4 | 255.3 | 1 | 3 |  |  | true |  | "2026-03-03T14:19:38.281Z" | "2026-03-03T14:19:38.281Z" | Disconnect Switch | 100A 600V Outdoor Non-Fused | 100700
453 | DS-N1-240-FUS-200 | 200A 240V NEMA1 Fusible Disconnect Switch | 8 | Disconnect Switches | 200A 240V indoor Fusible Disconnect Switch | Square D | Schneider Electric | EA | 14 | 1 | 2 | 4 | 467.5 | 1 | 1 |  |  | true |  | "2026-03-03T14:19:38.281Z" | "2026-03-03T14:19:38.281Z" | Disconnect Switch | 200A 240V Indoor Fusible | 200241
454 | DS-N1-240-NF-200 | 200A 240V NEMA1 Non-Fused Disconnect Switch | 8 | Disconnect Switches | 200A 240V indoor Non-Fused Disconnect Switch | Square D | Schneider Electric | EA | 14 | 1 | 2 | 4 | 425 | 1 | 1 |  |  | true |  | "2026-03-03T14:19:38.281Z" | "2026-03-03T14:19:38.281Z" | Disconnect Switch | 200A 240V Indoor Non-Fused | 200240
455 | DS-N3R-240-FUS-200 | 200A 240V NEMA3R Fusible Disconnect Switch | 8 | Disconnect Switches | 200A 240V outdoor Fusible Disconnect Switch | Square D | Schneider Electric | EA | 14 | 1 | 2 | 4 | 561 | 1 | 3 |  |  | true |  | "2026-03-03T14:19:38.281Z" | "2026-03-03T14:19:38.281Z" | Disconnect Switch | 200A 240V Outdoor Fusible | 200341
456 | DS-N3R-240-NF-200 | 200A 240V NEMA3R Non-Fused Disconnect Switch | 8 | Disconnect Switches | 200A 240V outdoor Non-Fused Disconnect Switch | Square D | Schneider Electric | EA | 14 | 1 | 2 | 4 | 510 | 1 | 3 |  |  | true |  | "2026-03-03T14:19:38.281Z" | "2026-03-03T14:19:38.281Z" | Disconnect Switch | 200A 240V Outdoor Non-Fused | 200340
457 | DS-N1-600-FUS-200 | 200A 600V NEMA1 Fusible Disconnect Switch | 8 | Disconnect Switches | 200A 600V indoor Fusible Disconnect Switch | Square D | Schneider Electric | EA | 14 | 1 | 2 | 4 | 537.62 | 1 | 1 |  |  | true |  | "2026-03-03T14:19:38.281Z" | "2026-03-03T14:19:38.281Z" | Disconnect Switch | 200A 600V Indoor Fusible | 200601
458 | DS-N1-600-NF-200 | 200A 600V NEMA1 Non-Fused Disconnect Switch | 8 | Disconnect Switches | 200A 600V indoor Non-Fused Disconnect Switch | Square D | Schneider Electric | EA | 14 | 1 | 2 | 4 | 488.75 | 1 | 1 |  |  | true |  | "2026-03-03T14:19:38.281Z" | "2026-03-03T14:19:38.281Z" | Disconnect Switch | 200A 600V Indoor Non-Fused | 200600
459 | DS-N3R-600-FUS-200 | 200A 600V NEMA3R Fusible Disconnect Switch | 8 | Disconnect Switches | 200A 600V outdoor Fusible Disconnect Switch | Square D | Schneider Electric | EA | 14 | 1 | 2 | 4 | 645.15 | 1 | 3 |  |  | true |  | "2026-03-03T14:19:38.281Z" | "2026-03-03T14:19:38.281Z" | Disconnect Switch | 200A 600V Outdoor Fusible | 200701
460 | DS-N3R-600-NF-200 | 200A 600V NEMA3R Non-Fused Disconnect Switch | 8 | Disconnect Switches | 200A 600V outdoor Non-Fused Disconnect Switch | Square D | Schneider Electric | EA | 14 | 1 | 2 | 4 | 586.5 | 1 | 3 |  |  | true |  | "2026-03-03T14:19:38.281Z" | "2026-03-03T14:19:38.281Z" | Disconnect Switch | 200A 600V Outdoor Non-Fused | 200700
461 | DS-N1-240-FUS-400 | 400A 240V NEMA1 Fusible Disconnect Switch | 8 | Disconnect Switches | 400A 240V indoor Fusible Disconnect Switch | Square D | Schneider Electric | EA | 10 | 1 | 2 | 4 | 1078 | 1 | 1 |  |  | true |  | "2026-03-03T14:19:38.281Z" | "2026-03-03T14:19:38.281Z" | Disconnect Switch | 400A 240V Indoor Fusible | 400241
462 | DS-N1-240-NF-400 | 400A 240V NEMA1 Non-Fused Disconnect Switch | 8 | Disconnect Switches | 400A 240V indoor Non-Fused Disconnect Switch | Square D | Schneider Electric | EA | 10 | 1 | 2 | 4 | 980 | 1 | 1 |  |  | true |  | "2026-03-03T14:19:38.281Z" | "2026-03-03T14:19:38.281Z" | Disconnect Switch | 400A 240V Indoor Non-Fused | 400240
463 | DS-N3R-240-FUS-400 | 400A 240V NEMA3R Fusible Disconnect Switch | 8 | Disconnect Switches | 400A 240V outdoor Fusible Disconnect Switch | Square D | Schneider Electric | EA | 10 | 1 | 2 | 4 | 1293.6 | 1 | 3 |  |  | true |  | "2026-03-03T14:19:38.281Z" | "2026-03-03T14:19:38.281Z" | Disconnect Switch | 400A 240V Outdoor Fusible | 400341
464 | DS-N3R-240-NF-400 | 400A 240V NEMA3R Non-Fused Disconnect Switch | 8 | Disconnect Switches | 400A 240V outdoor Non-Fused Disconnect Switch | Square D | Schneider Electric | EA | 10 | 1 | 2 | 4 | 1176 | 1 | 3 |  |  | true |  | "2026-03-03T14:19:38.281Z" | "2026-03-03T14:19:38.281Z" | Disconnect Switch | 400A 240V Outdoor Non-Fused | 400340
465 | DS-N1-600-FUS-400 | 400A 600V NEMA1 Fusible Disconnect Switch | 8 | Disconnect Switches | 400A 600V indoor Fusible Disconnect Switch | Square D | Schneider Electric | EA | 10 | 1 | 2 | 4 | 1239.7 | 1 | 1 |  |  | true |  | "2026-03-03T14:19:38.281Z" | "2026-03-03T14:19:38.281Z" | Disconnect Switch | 400A 600V Indoor Fusible | 400601
466 | DS-N1-600-NF-400 | 400A 600V NEMA1 Non-Fused Disconnect Switch | 8 | Disconnect Switches | 400A 600V indoor Non-Fused Disconnect Switch | Square D | Schneider Electric | EA | 10 | 1 | 2 | 4 | 1127 | 1 | 1 |  |  | true |  | "2026-03-03T14:19:38.281Z" | "2026-03-03T14:19:38.281Z" | Disconnect Switch | 400A 600V Indoor Non-Fused | 400600
467 | DS-N3R-600-FUS-400 | 400A 600V NEMA3R Fusible Disconnect Switch | 8 | Disconnect Switches | 400A 600V outdoor Fusible Disconnect Switch | Square D | Schneider Electric | EA | 10 | 1 | 2 | 4 | 1487.64 | 1 | 3 |  |  | true |  | "2026-03-03T14:19:38.281Z" | "2026-03-03T14:19:38.281Z" | Disconnect Switch | 400A 600V Outdoor Fusible | 400701
468 | DS-N3R-600-NF-400 | 400A 600V NEMA3R Non-Fused Disconnect Switch | 8 | Disconnect Switches | 400A 600V outdoor Non-Fused Disconnect Switch | Square D | Schneider Electric | EA | 10 | 1 | 2 | 4 | 1352.4 | 1 | 3 |  |  | true |  | "2026-03-03T14:19:38.281Z" | "2026-03-03T14:19:38.281Z" | Disconnect Switch | 400A 600V Outdoor Non-Fused | 400700
469 | TR-15-2 | 15 kVA 480V-208Y/120V Transformer | 8 | Transformers | 15 kVA 480V-208Y/120V Transformer 480V-208Y/120V | Square D | Schneider Electric | EA | 4 | 1 | 1 | 1 | 1450 | 1 | 1 |  |  | true |  | "2026-03-03T14:19:38.281Z" | "2026-03-03T14:19:38.281Z" | Transformer | 15 kVA 480V-208Y/120V | 150
470 | TR-30-2 | 30 kVA 480V-208Y/120V Transformer | 8 | Transformers | 30 kVA 480V-208Y/120V Transformer 480V-208Y/120V | Square D | Schneider Electric | EA | 4 | 1 | 1 | 1 | 2200 | 1 | 1 |  |  | true |  | "2026-03-03T14:19:38.281Z" | "2026-03-03T14:19:38.281Z" | Transformer | 30 kVA 480V-208Y/120V | 300
471 | TR-45-3 | 45 kVA 480V-208Y/120V Transformer | 8 | Transformers | 45 kVA 480V-208Y/120V Transformer 480V-208Y/120V | Square D | Schneider Electric | EA | 4 | 1 | 1 | 1 | 2950 | 1 | 1 |  |  | true |  | "2026-03-03T14:19:38.281Z" | "2026-03-03T14:19:38.281Z" | Transformer | 45 kVA 480V-208Y/120V | 450
472 | TR-75-3 | 75 kVA 480V-208Y/120V Transformer | 8 | Transformers | 75 kVA 480V-208Y/120V Transformer 480V-208Y/120V | Square D | Schneider Electric | EA | 4 | 1 | 1 | 1 | 4100 | 1 | 1 |  |  | true |  | "2026-03-03T14:19:38.281Z" | "2026-03-03T14:19:38.281Z" | Transformer | 75 kVA 480V-208Y/120V | 750
473 | TR-1125 | 112.5 kVA 480V-208Y/120V Transformer | 8 | Transformers | 112.5 kVA 480V-208Y/120V Transformer 480V-208Y/120V | Square D | Schneider Electric | EA | 4 | 1 | 1 | 1 | 5850 | 1 | 1 |  |  | true |  | "2026-03-03T14:19:38.281Z" | "2026-03-03T14:19:38.281Z" | Transformer | 112.5 kVA 480V-208Y/120V | 1125
474 | TR-150 | 150 kVA 480V-208Y/120V Transformer | 8 | Transformers | 150 kVA 480V-208Y/120V Transformer 480V-208Y/120V | Square D | Schneider Electric | EA | 2 | 1 | 1 | 1 | 7600 | 1 | 1 |  |  | true |  | "2026-03-03T14:19:38.281Z" | "2026-03-03T14:19:38.281Z" | Transformer | 150 kVA 480V-208Y/120V | 1500
475 | TR-225 | 225 kVA 480V-208Y/120V Transformer | 8 | Transformers | 225 kVA 480V-208Y/120V Transformer 480V-208Y/120V | Square D | Schneider Electric | EA | 2 | 1 | 1 | 1 | 10800 | 1 | 1 |  |  | true |  | "2026-03-03T14:19:38.281Z" | "2026-03-03T14:19:38.281Z" | Transformer | 225 kVA 480V-208Y/120V | 2250
476 | TR-300 | 300 kVA 480V-208Y/120V Transformer | 8 | Transformers | 300 kVA 480V-208Y/120V Transformer 480V-208Y/120V | Square D | Schneider Electric | EA | 2 | 1 | 1 | 1 | 14200 | 1 | 1 |  |  | true |  | "2026-03-03T14:19:38.281Z" | "2026-03-03T14:19:38.281Z" | Transformer | 300 kVA 480V-208Y/120V | 3000
477 | WIRE-12 | #12 Wire | 4 | Single Conductor | #12 Single Conductor (THHN/THWN) - Stranded | Southwire | Southwire | FT | 5000 | 500 | 750 | 1500 | 0.28 | 3 | 2 |  |  | true |  | "2026-03-03T14:19:38.281Z" | "2026-03-03T14:19:38.281Z" | Wire | #12 | 12
478 | WIRE-10 | #10 Wire | 4 | Single Conductor | #10 Single Conductor (THHN/THWN) - Stranded | Southwire | Southwire | FT | 5000 | 500 | 750 | 1500 | 0.42 | 3 | 2 |  |  | true |  | "2026-03-03T14:19:38.281Z" | "2026-03-03T14:19:38.281Z" | Wire | #10 | 10
479 | WIRE-08 | #8 Wire | 4 | Single Conductor | #8 Single Conductor (THHN/THWN) - Stranded | Southwire | Southwire | FT | 5000 | 500 | 750 | 1500 | 0.68 | 3 | 2 |  |  | true |  | "2026-03-03T14:19:38.281Z" | "2026-03-03T14:19:38.281Z" | Wire | #8 | 8
480 | WIRE-06 | #6 Wire | 4 | Single Conductor | #6 Single Conductor (THHN/THWN) - Stranded | Southwire | Southwire | FT | 5000 | 500 | 750 | 1500 | 1.05 | 3 | 2 |  |  | true |  | "2026-03-03T14:19:38.281Z" | "2026-03-03T14:19:38.281Z" | Wire | #6 | 6
481 | WIRE-04 | #4 Wire | 4 | Single Conductor | #4 Single Conductor (THHN/THWN) - Stranded | Southwire | Southwire | FT | 5000 | 500 | 750 | 1500 | 1.55 | 3 | 2 |  |  | true |  | "2026-03-03T14:19:38.281Z" | "2026-03-03T14:19:38.281Z" | Wire | #4 | 4
482 | WIRE-02 | #2 Wire | 4 | Single Conductor | #2 Single Conductor (THHN/THWN) - Stranded | Southwire | Southwire | FT | 5000 | 500 | 750 | 1500 | 2.35 | 3 | 2 |  |  | true |  | "2026-03-03T14:19:38.281Z" | "2026-03-03T14:19:38.281Z" | Wire | #2 | 2
483 | WIRE-1O | 1/0 Wire | 4 | Single Conductor | 1/0 Single Conductor (THHN/THWN) - Stranded | Southwire | Southwire | FT | 2500 | 500 | 750 | 1500 | 3.95 | 3 | 2 |  |  | true |  | "2026-03-03T14:19:38.281Z" | "2026-03-03T14:19:38.281Z" | Wire | 1/0 | -1
484 | WIRE-2O | 2/0 Wire | 4 | Single Conductor | 2/0 Single Conductor (THHN/THWN) - Stranded | Southwire | Southwire | FT | 2500 | 500 | 750 | 1500 | 4.95 | 3 | 2 |  |  | true |  | "2026-03-03T14:19:38.281Z" | "2026-03-03T14:19:38.281Z" | Wire | 2/0 | -2
485 | WIRE-3O | 3/0 Wire | 4 | Single Conductor | 3/0 Single Conductor (THHN/THWN) - Stranded | Southwire | Southwire | FT | 2500 | 500 | 750 | 1500 | 5.95 | 3 | 2 |  |  | true |  | "2026-03-03T14:19:38.281Z" | "2026-03-03T14:19:38.281Z" | Wire | 3/0 | -3
486 | WIRE-4O | 4/0 Wire | 4 | Single Conductor | 4/0 Single Conductor (THHN/THWN) - Stranded | Southwire | Southwire | FT | 2500 | 500 | 750 | 1500 | 7.25 | 3 | 2 |  |  | true |  | "2026-03-03T14:19:38.281Z" | "2026-03-03T14:19:38.281Z" | Wire | 4/0 | -4
487 | WIRE-250 | 250 KCMIL Wire | 4 | Single Conductor | 250 KCMIL Single Conductor (THHN/THWN) - Stranded | Southwire | Southwire | FT | 2500 | 500 | 750 | 1500 | 9.4 | 3 | 2 |  |  | true |  | "2026-03-03T14:19:38.281Z" | "2026-03-03T14:19:38.281Z" | Wire | 250 KCMIL | -250
488 | WIRE-350 | 350 KCMIL Wire | 4 | Single Conductor | 350 KCMIL Single Conductor (THHN/THWN) - Stranded | Southwire | Southwire | FT | 2500 | 500 | 750 | 1500 | 12.8 | 3 | 2 |  |  | true |  | "2026-03-03T14:19:38.281Z" | "2026-03-03T14:19:38.281Z" | Wire | 350 KCMIL | -350
489 | WIRE-500 | 500 KCMIL Wire | 4 | Single Conductor | 500 KCMIL Single Conductor (THHN/THWN) - Stranded | Southwire | Southwire | FT | 2500 | 500 | 750 | 1500 | 18.2 | 3 | 2 |  |  | true |  | "2026-03-03T14:19:38.281Z" | "2026-03-03T14:19:38.281Z" | Wire | 500 KCMIL | -500
490 | WIRE-600 | 600 KCMIL Wire | 4 | Single Conductor | 600 KCMIL Single Conductor (THHN/THWN) - Stranded | Southwire | Southwire | FT | 2500 | 500 | 750 | 1500 | 22.5 | 3 | 2 |  |  | true |  | "2026-03-03T14:19:38.281Z" | "2026-03-03T14:19:38.281Z" | Wire | 600 KCMIL | -600
491 | WIRE-750 | 750 KCMIL Wire | 4 | Single Conductor | 750 KCMIL Single Conductor (THHN/THWN) - Stranded | Southwire | Southwire | FT | 2500 | 500 | 750 | 1500 | 28.4 | 3 | 2 |  |  | true |  | "2026-03-03T14:19:38.281Z" | "2026-03-03T14:19:38.281Z" | Wire | 750 KCMIL | -750
492 | CABLE-122G | #12(2C+G) Cable | 4 | Multi Conductor | #12(2C+G) Multi Conductor (THHN/THWN-2) - Stranded | Southwire | Southwire | FT | 1000 | 100 | 150 | 300 | 2.15 | 3 | 2 |  |  | true |  | "2026-03-03T14:19:38.281Z" | "2026-03-03T14:19:38.281Z" | Cable | #12(2C+G) | 122
493 | CABLE-102G | #10(2C+G) Cable | 4 | Multi Conductor | #10(2C+G) Multi Conductor (THHN/THWN-2) - Stranded | Southwire | Southwire | FT | 1000 | 100 | 150 | 300 | 2.95 | 3 | 2 |  |  | true |  | "2026-03-03T14:19:38.281Z" | "2026-03-03T14:19:38.281Z" | Cable | #10(2C+G) | 102
494 | CABLE-123G | #12(3C+G) Cable | 4 | Multi Conductor | #12(3C+G) Multi Conductor (THHN/THWN-2) - Stranded | Southwire | Southwire | FT | 1000 | 50 | 75 | 150 | 2.75 | 3 | 2 |  |  | true |  | "2026-03-03T14:19:38.281Z" | "2026-03-03T14:19:38.281Z" | Cable | #12(3C+G) | 123
495 | CABLE-103G | #10(3C+G) Cable | 4 | Multi Conductor | #10(3C+G) Multi Conductor (THHN/THWN-2) - Stranded | Southwire | Southwire | FT | 1000 | 50 | 75 | 150 | 3.85 | 3 | 2 |  |  | true |  | "2026-03-03T14:19:38.281Z" | "2026-03-03T14:19:38.281Z" | Cable | #10(3C+G) | 103
496 | CABLE-083G | #8(3C+G) Cable | 4 | Multi Conductor | #8(3C+G) Multi Conductor (THHN/THWN-2) - Stranded | Southwire | Southwire | FT | 1000 | 50 | 75 | 150 | 5.45 | 3 | 2 |  |  | true |  | "2026-03-03T14:19:38.281Z" | "2026-03-03T14:19:38.281Z" | Cable | #8(3C+G) | 83
497 | CABLE-063G | #6(3C+G) Cable | 4 | Multi Conductor | #6(3C+G) Multi Conductor (THHN/THWN-2) - Stranded | Southwire | Southwire | FT | 1000 | 50 | 75 | 150 | 7.9 | 3 | 2 |  |  | true |  | "2026-03-03T14:19:38.281Z" | "2026-03-03T14:19:38.281Z" | Cable | #6(3C+G) | 63
498 | CABLE-043G | #4(3C+G) Cable | 4 | Multi Conductor | #4(3C+G) Multi Conductor (THHN/THWN-2) - Stranded | Southwire | Southwire | FT | 1000 | 50 | 75 | 150 | 11.2 | 3 | 2 |  |  | true |  | "2026-03-03T14:19:38.281Z" | "2026-03-03T14:19:38.281Z" | Cable | #4(3C+G) | 43
499 | CABLE-023G | #2(3C+G) Cable | 4 | Multi Conductor | #2(3C+G) Multi Conductor (THHN/THWN-2) - Stranded | Southwire | Southwire | FT | 1000 | 50 | 75 | 150 | 16 | 3 | 2 |  |  | true |  | "2026-03-03T14:19:38.281Z" | "2026-03-03T14:19:38.281Z" | Cable | #2(3C+G) | 23
500 | CABLE-103 | 1/0(3C+G) Cable | 4 | Multi Conductor | 1/0(3C+G) Multi Conductor (THHN/THWN-2) - Stranded | Southwire | Southwire | FT | 500 | 50 | 75 | 150 | 24.5 | 3 | 2 |  |  | true |  | "2026-03-03T14:19:38.281Z" | "2026-03-03T14:19:38.281Z" | Cable | 1/0(3C+G) | -7
501 | CABLE-203 | 2/0(3C+G) Cable | 4 | Multi Conductor | 2/0(3C+G) Multi Conductor (THHN/THWN-2) - Stranded | Southwire | Southwire | FT | 500 | 50 | 75 | 150 | 30.5 | 3 | 2 |  |  | true |  | "2026-03-03T14:19:38.281Z" | "2026-03-03T14:19:38.281Z" | Cable | 2/0(3C+G) | -17
502 | CABLE-303 | 3/0(3C+G) Cable | 4 | Multi Conductor | 3/0(3C+G) Multi Conductor (THHN/THWN-2) - Stranded | Southwire | Southwire | FT | 500 | 50 | 75 | 150 | 37.8 | 3 | 2 |  |  | true |  | "2026-03-03T14:19:38.281Z" | "2026-03-03T14:19:38.281Z" | Cable | 3/0(3C+G) | -27
503 | CABLE-403 | 4/0(3C+G) Cable | 4 | Multi Conductor | 4/0(3C+G) Multi Conductor (THHN/THWN-2) - Stranded | Southwire | Southwire | FT | 500 | 50 | 75 | 150 | 45.2 | 3 | 2 |  |  | true |  | "2026-03-03T14:19:38.281Z" | "2026-03-03T14:19:38.281Z" | Cable | 4/0(3C+G) | -37
504 | CABLE-2503 | 250 KCMIL(3C+G) Cable | 4 | Multi Conductor | 250 KCMIL(3C+G) Multi Conductor (THHN/THWN-2) - Stranded | Southwire | Southwire | FT | 500 | 50 | 75 | 150 | 58 | 3 | 2 |  |  | true |  | "2026-03-03T14:19:38.281Z" | "2026-03-03T14:19:38.281Z" | Cable | 250 KCMIL(3C+G) | -2497
505 | CABLE-3503 | 350 KCMIL(3C+G) Cable | 4 | Multi Conductor | 350 KCMIL(3C+G) Multi Conductor (THHN/THWN-2) - Stranded | Southwire | Southwire | FT | 500 | 50 | 75 | 150 | 74 | 3 | 2 |  |  | true |  | "2026-03-03T14:19:38.281Z" | "2026-03-03T14:19:38.281Z" | Cable | 350 KCMIL(3C+G) | -3497
506 | CABLE-5003 | 500 KCMIL(3C+G) Cable | 4 | Multi Conductor | 500 KCMIL(3C+G) Multi Conductor (THHN/THWN-2) - Stranded | Southwire | Southwire | FT | 500 | 50 | 75 | 150 | 102 | 3 | 2 |  |  | true |  | "2026-03-03T14:19:38.281Z" | "2026-03-03T14:19:38.281Z" | Cable | 500 KCMIL(3C+G) | -4997
507 | CABLE-6003 | 600 KCMIL(3C+G) Cable | 4 | Multi Conductor | 600 KCMIL(3C+G) Multi Conductor (THHN/THWN-2) - Stranded | Southwire | Southwire | FT | 500 | 50 | 75 | 150 | 121 | 3 | 2 |  |  | true |  | "2026-03-03T14:19:38.281Z" | "2026-03-03T14:19:38.281Z" | Cable | 600 KCMIL(3C+G) | -5997
508 | CABLE-124G | #12(4C+G) Cable | 4 | Multi Conductor | #12(4C+G) Multi Conductor (THHN/THWN-2) - Stranded | Southwire | Southwire | FT | 1000 | 50 | 75 | 150 | 3.35 | 3 | 2 |  |  | true |  | "2026-03-03T14:19:38.281Z" | "2026-03-03T14:19:38.281Z" | Cable | #12(4C+G) | 124
509 | CABLE-104G | #10(4C+G) Cable | 4 | Multi Conductor | #10(4C+G) Multi Conductor (THHN/THWN-2) - Stranded | Southwire | Southwire | FT | 1000 | 50 | 75 | 150 | 4.7 | 3 | 2 |  |  | true |  | "2026-03-03T14:19:38.281Z" | "2026-03-03T14:19:38.281Z" | Cable | #10(4C+G) | 104
510 | CABLE-084G | #8(4C+G) Cable | 4 | Multi Conductor | #8(4C+G) Multi Conductor (THHN/THWN-2) - Stranded | Southwire | Southwire | FT | 1000 | 50 | 75 | 150 | 6.65 | 3 | 2 |  |  | true |  | "2026-03-03T14:19:38.281Z" | "2026-03-03T14:19:38.281Z" | Cable | #8(4C+G) | 84
511 | CABLE-064G | #6(4C+G) Cable | 4 | Multi Conductor | #6(4C+G) Multi Conductor (THHN/THWN-2) - Stranded | Southwire | Southwire | FT | 1000 | 50 | 75 | 150 | 9.64 | 3 | 2 |  |  | true |  | "2026-03-03T14:19:38.281Z" | "2026-03-03T14:19:38.281Z" | Cable | #6(4C+G) | 64
512 | CABLE-044G | #4(4C+G) Cable | 4 | Multi Conductor | #4(4C+G) Multi Conductor (THHN/THWN-2) - Stranded | Southwire | Southwire | FT | 1000 | 50 | 75 | 150 | 13.66 | 3 | 2 |  |  | true |  | "2026-03-03T14:19:38.281Z" | "2026-03-03T14:19:38.281Z" | Cable | #4(4C+G) | 44
513 | CABLE-024G | #2(4C+G) Cable | 4 | Multi Conductor | #2(4C+G) Multi Conductor (THHN/THWN-2) - Stranded | Southwire | Southwire | FT | 1000 | 50 | 75 | 150 | 19.52 | 3 | 2 |  |  | true |  | "2026-03-03T14:19:38.281Z" | "2026-03-03T14:19:38.281Z" | Cable | #2(4C+G) | 24
514 | CABLE-104 | 1/0(4C+G) Cable | 4 | Multi Conductor | 1/0(4C+G) Multi Conductor (THHN/THWN-2) - Stranded | Southwire | Southwire | FT | 500 | 50 | 75 | 150 | 29.89 | 3 | 2 |  |  | true |  | "2026-03-03T14:19:38.281Z" | "2026-03-03T14:19:38.281Z" | Cable | 1/0(4C+G) | -6
515 | CABLE-204 | 2/0(4C+G) Cable | 4 | Multi Conductor | 2/0(4C+G) Multi Conductor (THHN/THWN-2) - Stranded | Southwire | Southwire | FT | 500 | 50 | 75 | 150 | 37.21 | 3 | 2 |  |  | true |  | "2026-03-03T14:19:38.281Z" | "2026-03-03T14:19:38.281Z" | Cable | 2/0(4C+G) | -16
516 | CABLE-304 | 3/0(4C+G) Cable | 4 | Multi Conductor | 3/0(4C+G) Multi Conductor (THHN/THWN-2) - Stranded | Southwire | Southwire | FT | 500 | 50 | 75 | 150 | 46.12 | 3 | 2 |  |  | true |  | "2026-03-03T14:19:38.281Z" | "2026-03-03T14:19:38.281Z" | Cable | 3/0(4C+G) | -26
517 | CABLE-404 | 4/0(4C+G) Cable | 4 | Multi Conductor | 4/0(4C+G) Multi Conductor (THHN/THWN-2) - Stranded | Southwire | Southwire | FT | 500 | 50 | 75 | 150 | 55.14 | 3 | 2 |  |  | true |  | "2026-03-03T14:19:38.281Z" | "2026-03-03T14:19:38.281Z" | Cable | 4/0(4C+G) | -36
518 | CABLE-2504 | 250 KCMIL(4C+G) Cable | 4 | Multi Conductor | 250 KCMIL(4C+G) Multi Conductor (THHN/THWN-2) - Stranded | Southwire | Southwire | FT | 500 | 50 | 75 | 150 | 70.76 | 3 | 2 |  |  | true |  | "2026-03-03T14:19:38.281Z" | "2026-03-03T14:19:38.281Z" | Cable | 250 KCMIL(4C+G) | -2496
519 | CABLE-3504 | 350 KCMIL(4C+G) Cable | 4 | Multi Conductor | 350 KCMIL(4C+G) Multi Conductor (THHN/THWN-2) - Stranded | Southwire | Southwire | FT | 500 | 50 | 75 | 150 | 90.28 | 3 | 2 |  |  | true |  | "2026-03-03T14:19:38.281Z" | "2026-03-03T14:19:38.281Z" | Cable | 350 KCMIL(4C+G) | -3496
520 | CABLE-5004 | 500 KCMIL(4C+G) Cable | 4 | Multi Conductor | 500 KCMIL(4C+G) Multi Conductor (THHN/THWN-2) - Stranded | Southwire | Southwire | FT | 500 | 50 | 75 | 150 | 124.44 | 3 | 2 |  |  | true |  | "2026-03-03T14:19:38.281Z" | "2026-03-03T14:19:38.281Z" | Cable | 500 KCMIL(4C+G) | -4996
521 | CABLE-6004 | 600 KCMIL(4C+G) Cable | 4 | Multi Conductor | 600 KCMIL(4C+G) Multi Conductor (THHN/THWN-2) - Stranded | Southwire | Southwire | FT | 500 | 50 | 75 | 150 | 147.62 | 3 | 2 |  |  | true |  | "2026-03-03T14:19:38.281Z" | "2026-03-03T14:19:38.281Z" | Cable | 600 KCMIL(4C+G) | -5996
522 | GW-12 | #12 Grounding Wire | 4 | Grounding Wire | #12 Grounding Wire | Southwire | Southwire | FT | 3000 | 300 | 500 | 1000 | 0.21 | 3 | 2 |  |  | true |  | "2026-03-03T14:19:38.281Z" | "2026-03-03T14:19:38.281Z" | Grounding Wire | #12 | 12
523 | GW-10 | #10 Grounding Wire | 4 | Grounding Wire | #10 Grounding Wire | Southwire | Southwire | FT | 3000 | 300 | 500 | 1000 | 0.31 | 3 | 2 |  |  | true |  | "2026-03-03T14:19:38.281Z" | "2026-03-03T14:19:38.281Z" | Grounding Wire | #10 | 10
524 | GW-08 | #8 Grounding Wire | 4 | Grounding Wire | #8 Grounding Wire | Southwire | Southwire | FT | 3000 | 300 | 500 | 1000 | 0.49 | 3 | 2 |  |  | true |  | "2026-03-03T14:19:38.281Z" | "2026-03-03T14:19:38.281Z" | Grounding Wire | #8 | 8
525 | GW-06 | #6 Grounding Wire | 4 | Grounding Wire | #6 Grounding Wire | Southwire | Southwire | FT | 3000 | 300 | 500 | 1000 | 0.76 | 3 | 2 |  |  | true |  | "2026-03-03T14:19:38.281Z" | "2026-03-03T14:19:38.281Z" | Grounding Wire | #6 | 6
526 | GW-04 | #4 Grounding Wire | 4 | Grounding Wire | #4 Grounding Wire | Southwire | Southwire | FT | 3000 | 300 | 500 | 1000 | 1.18 | 3 | 2 |  |  | true |  | "2026-03-03T14:19:38.281Z" | "2026-03-03T14:19:38.281Z" | Grounding Wire | #4 | 4
527 | GW-02 | #2 Grounding Wire | 4 | Grounding Wire | #2 Grounding Wire | Southwire | Southwire | FT | 3000 | 300 | 500 | 1000 | 1.86 | 3 | 2 |  |  | true |  | "2026-03-03T14:19:38.281Z" | "2026-03-03T14:19:38.281Z" | Grounding Wire | #2 | 2
528 | GW-1O | 1/0 Grounding Wire | 4 | Grounding Wire | 1/0 Grounding Wire | Southwire | Southwire | FT | 3000 | 300 | 500 | 1000 | 3.15 | 3 | 2 |  |  | true |  | "2026-03-03T14:19:38.281Z" | "2026-03-03T14:19:38.281Z" | Grounding Wire | 1/0 | -1
529 | GW-2O | 2/0 Grounding Wire | 4 | Grounding Wire | 2/0 Grounding Wire | Southwire | Southwire | FT | 3000 | 300 | 500 | 1000 | 3.96 | 3 | 2 |  |  | true |  | "2026-03-03T14:19:38.281Z" | "2026-03-03T14:19:38.281Z" | Grounding Wire | 2/0 | -2
530 | GW-3O | 3/0 Grounding Wire | 4 | Grounding Wire | 3/0 Grounding Wire | Southwire | Southwire | FT | 3000 | 300 | 500 | 1000 | 4.86 | 3 | 2 |  |  | true |  | "2026-03-03T14:19:38.281Z" | "2026-03-03T14:19:38.281Z" | Grounding Wire | 3/0 | -3
531 | GW-4O | 4/0 Grounding Wire | 4 | Grounding Wire | 4/0 Grounding Wire | Southwire | Southwire | FT | 3000 | 300 | 500 | 1000 | 5.92 | 3 | 2 |  |  | true |  | "2026-03-03T14:19:38.281Z" | "2026-03-03T14:19:38.281Z" | Grounding Wire | 4/0 | -4
532 | GW-250 | 250 KCMIL Grounding Wire | 4 | Grounding Wire | 250 KCMIL Grounding Wire | Southwire | Southwire | FT | 3000 | 300 | 500 | 1000 | 8.2 | 3 | 2 |  |  | true |  | "2026-03-03T14:19:38.281Z" | "2026-03-03T14:19:38.281Z" | Grounding Wire | 250 KCMIL | -250
533 | GW-350 | 350 KCMIL Grounding Wire | 4 | Grounding Wire | 350 KCMIL Grounding Wire | Southwire | Southwire | FT | 3000 | 300 | 500 | 1000 | 11.4 | 3 | 2 |  |  | true |  | "2026-03-03T14:19:38.281Z" | "2026-03-03T14:19:38.281Z" | Grounding Wire | 350 KCMIL | -350
534 | GW-500 | 500 KCMIL Grounding Wire | 4 | Grounding Wire | 500 KCMIL Grounding Wire | Southwire | Southwire | FT | 3000 | 300 | 500 | 1000 | 16.8 | 3 | 2 |  |  | true |  | "2026-03-03T14:19:38.281Z" | "2026-03-03T14:19:38.281Z" | Grounding Wire | 500 KCMIL | -500
535 | MC-122 | MC Cable 12/2C | 4 | MC Cable | 12/2C Metal Clad Cable | Southwire | Southwire | FT | 1000 | 100 | 150 | 300 | 1.85 | 3 | 2 |  |  | true |  | "2026-03-03T14:19:38.281Z" | "2026-03-03T14:19:38.281Z" | MC Cable | 12/2C | 1202
536 | MC-123 | MC Cable 12/3C | 4 | MC Cable | 12/3C Metal Clad Cable | Southwire | Southwire | FT | 1000 | 100 | 150 | 300 | 2.45 | 3 | 2 |  |  | true |  | "2026-03-03T14:19:38.281Z" | "2026-03-03T14:19:38.281Z" | MC Cable | 12/3C | 1203
537 | MC-103 | MC Cable 10/3C | 4 | MC Cable | 10/3C Metal Clad Cable | Southwire | Southwire | FT | 1000 | 100 | 150 | 300 | 3.35 | 3 | 2 |  |  | true |  | "2026-03-03T14:19:38.281Z" | "2026-03-03T14:19:38.281Z" | MC Cable | 10/3C | 1003
538 | MLUG-414 | 4-14AWG Mechanical Lug | 9 | Termination | Mechanical lug wire range 4-14AWG with 1/4 bolt | Blackburn | ABB | EA | 24 | 4 | 6 | 12 | 2.2 | 1 | 1 |  |  | 1 | Bolt Size: 1/4 | 2026-03-03T14:19:38.281Z | 2026-03-03T14:19:38.281Z | Mechanical Lug | 4-14AWG | 4
539 | MLUG-214 | 2-14AWG Mechanical Lug | 9 | Termination | Mechanical lug wire range 2-14AWG with 1/4 bolt | Blackburn | ABB | EA | 24 | 4 | 6 | 12 | 2.5 | 1 | 1 |  |  | 1 | Bolt Size: 1/4 | 2026-03-03T14:19:38.281Z | 2026-03-03T14:19:38.281Z | Mechanical Lug | 2-14AWG | 2
540 | MLUG-1O14 | 1/0-14AWG Mechanical Lug | 9 | Termination | Mechanical lug wire range 1/0-14AWG with 1/4 bolt | Blackburn | ABB | EA | 24 | 4 | 6 | 12 | 3.2 | 1 | 1 |  |  | 1 | Bolt Size: 1/4 | 2026-03-03T14:19:38.281Z | 2026-03-03T14:19:38.281Z | Mechanical Lug | 1/0-14AWG | 1
541 | MLUG-2O14 | 2/0-14AWG Mechanical Lug | 9 | Termination | Mechanical lug wire range 2/0-14AWG with 1/4 bolt | Blackburn | ABB | EA | 24 | 4 | 6 | 12 | 3.8 | 1 | 1 |  |  | 1 | Bolt Size: 1/4 | 2026-03-03T14:19:38.281Z | 2026-03-03T14:19:38.281Z | Mechanical Lug | 2/0-14AWG | 2
542 | MLUG-2506 | 250MCM-6AWG Mechanical Lug | 9 | Termination | Mechanical lug wire range 250MCM-6AWG with 5/16 bolt | Blackburn | ABB | EA | 24 | 4 | 6 | 12 | 12.5 | 1 | 1 |  |  | 1 | Bolt Size: 5/16 | 2026-03-03T14:19:38.281Z | 2026-03-03T14:19:38.281Z | Mechanical Lug | 250MCM-6AWG | 250
543 | MLUG-3006 | 300MCM-6AWG Mechanical Lug | 9 | Termination | Mechanical lug wire range 300MCM-6AWG with 1/4 bolt | Blackburn | ABB | EA | 24 | 4 | 6 | 12 | 13.5 | 1 | 1 |  |  | 1 | Bolt Size: 1/4 | 2026-03-03T14:19:38.281Z | 2026-03-03T14:19:38.281Z | Mechanical Lug | 300MCM-6AWG | 300
544 | MLUG-3506 | 350MCM-6AWG Mechanical Lug | 9 | Termination | Mechanical lug wire range 350MCM-6AWG with 3/8 bolt | Blackburn | ABB | EA | 24 | 4 | 6 | 12 | 15.5 | 1 | 1 |  |  | 1 | Bolt Size: 3/8 | 2026-03-03T14:19:38.281Z | 2026-03-03T14:19:38.281Z | Mechanical Lug | 350MCM-6AWG | 350
545 | MLUG-5004 | 500MCM-4AWG Mechanical Lug | 9 | Termination | Mechanical lug wire range 500MCM-4AWG with 3/8 bolt | Blackburn | ABB | EA | 24 | 4 | 6 | 12 | 18.5 | 1 | 1 |  |  | 1 | Bolt Size: 3/8 | 2026-03-03T14:19:38.281Z | 2026-03-03T14:19:38.281Z | Mechanical Lug | 500MCM-4AWG | 500
546 | MLUG-6002 | 600MCM-2AWG Mechanical Lug | 9 | Termination | Mechanical lug wire range 600MCM-2AWG with 3/8 bolt | Blackburn | ABB | EA | 24 | 4 | 6 | 12 | 21 | 1 | 1 |  |  | 1 | Bolt Size: 3/8 | 2026-03-03T14:19:38.281Z | 2026-03-03T14:19:38.281Z | Mechanical Lug | 600MCM-2AWG | 600
547 | MLUG-800300 | 800-300MCM Mechanical Lug | 9 | Termination | Mechanical lug wire range 800-300MCM with 5/8 bolt | Blackburn | ABB | EA | 24 | 4 | 6 | 12 | 29 | 1 | 1 |  |  | 1 | Bolt Size: 5/8 | 2026-03-03T14:19:38.281Z | 2026-03-03T14:19:38.281Z | Mechanical Lug | 800-300MCM | 800
548 | MLUG-1000500 | 1000-500MCM Mechanical Lug | 9 | Termination | Mechanical lug wire range 1000-500MCM with 5/8 bolt | Blackburn | ABB | EA | 24 | 4 | 6 | 12 | 36 | 1 | 1 |  |  | 1 | Bolt Size: 5/8 | 2026-03-03T14:19:38.281Z | 2026-03-03T14:19:38.281Z | Mechanical Lug | 1000-500MCM | 1000
549 | CLUG-12 | #12 Compression Lug | 9 | Termination | #12 Compression Lug | Blackburn | ABB | EA | 50 | 10 | 20 | 50 | 1 | 1 | 1 | TERM-A |  | 1 |  | 2026-03-03T14:19:38.281Z | 2026-03-03T14:19:38.281Z | Compression Lug | #12 | 12
550 | CLUG-10 | #10 Compression Lug | 9 | Termination | #10 Compression Lug | Blackburn | ABB | EA | 50 | 10 | 20 | 50 | 1.75 | 1 | 1 | TERM-A |  | 1 |  | 2026-03-03T14:19:38.281Z | 2026-03-03T14:19:38.281Z | Compression Lug | #10 | 10
551 | CLUG-08 | #8 Compression Lug | 9 | Termination | #8 Compression Lug | Blackburn | ABB | EA | 50 | 10 | 20 | 50 | 2.5 | 1 | 1 | TERM-A |  | 1 |  | 2026-03-03T14:19:38.281Z | 2026-03-03T14:19:38.281Z | Compression Lug | #8 | 8
552 | CLUG-06 | #6 Compression Lug | 9 | Termination | #6 Compression Lug | Blackburn | ABB | EA | 50 | 10 | 20 | 50 | 3.25 | 1 | 1 | TERM-A |  | 1 |  | 2026-03-03T14:19:38.281Z | 2026-03-03T14:19:38.281Z | Compression Lug | #6 | 6
553 | CLUG-04 | #4 Compression Lug | 9 | Termination | #4 Compression Lug | Blackburn | ABB | EA | 50 | 10 | 20 | 50 | 4 | 1 | 1 | TERM-A |  | 1 |  | 2026-03-03T14:19:38.281Z | 2026-03-03T14:19:38.281Z | Compression Lug | #4 | 4
554 | CLUG-02 | #2 Compression Lug | 9 | Termination | #2 Compression Lug | Blackburn | ABB | EA | 50 | 10 | 20 | 50 | 4.75 | 1 | 1 | TERM-A |  | 1 |  | 2026-03-03T14:19:38.281Z | 2026-03-03T14:19:38.281Z | Compression Lug | #2 | 2
555 | CLUG-1O | 1/0 Compression Lug | 9 | Termination | 1/0 Compression Lug | Blackburn | ABB | EA | 50 | 10 | 20 | 50 | 5.5 | 1 | 1 | TERM-A |  | 1 |  | 2026-03-03T14:19:38.281Z | 2026-03-03T14:19:38.281Z | Compression Lug | 1/0 | 99
556 | CLUG-2O | 2/0 Compression Lug | 9 | Termination | 2/0 Compression Lug | Blackburn | ABB | EA | 50 | 10 | 20 | 50 | 6.25 | 1 | 1 | TERM-A |  | 1 |  | 2026-03-03T14:19:38.281Z | 2026-03-03T14:19:38.281Z | Compression Lug | 2/0 | 98
557 | CLUG-3O | 3/0 Compression Lug | 9 | Termination | 3/0 Compression Lug | Blackburn | ABB | EA | 50 | 10 | 20 | 50 | 7 | 1 | 1 | TERM-A |  | 1 |  | 2026-03-03T14:19:38.281Z | 2026-03-03T14:19:38.281Z | Compression Lug | 3/0 | 97
558 | CLUG-4O | 4/0 Compression Lug | 9 | Termination | 4/0 Compression Lug | Blackburn | ABB | EA | 50 | 10 | 20 | 50 | 7.75 | 1 | 1 | TERM-A |  | 1 |  | 2026-03-03T14:19:38.281Z | 2026-03-03T14:19:38.281Z | Compression Lug | 4/0 | 96
559 | CLUG-250 | 250 KCMIL Compression Lug | 9 | Termination | 250 KCMIL Compression Lug | Blackburn | ABB | EA | 20 | 4 | 8 | 20 | 8.5 | 1 | 1 | TERM-B |  | 1 |  | 2026-03-03T14:19:38.281Z | 2026-03-03T14:19:38.281Z | Compression Lug | 250 KCMIL | 1250
560 | CLUG-300 | 300 KCMIL Compression Lug | 9 | Termination | 300 KCMIL Compression Lug | Blackburn | ABB | EA | 20 | 4 | 8 | 20 | 9.25 | 1 | 1 | TERM-B |  | 1 |  | 2026-03-03T14:19:38.281Z | 2026-03-03T14:19:38.281Z | Compression Lug | 300 KCMIL | 1300
561 | CLUG-350 | 350 KCMIL Compression Lug | 9 | Termination | 350 KCMIL Compression Lug | Blackburn | ABB | EA | 20 | 4 | 8 | 20 | 10 | 1 | 1 | TERM-B |  | 1 |  | 2026-03-03T14:19:38.281Z | 2026-03-03T14:19:38.281Z | Compression Lug | 350 KCMIL | 1350
562 | CLUG-500 | 500 KCMIL Compression Lug | 9 | Termination | 500 KCMIL Compression Lug | Blackburn | ABB | EA | 20 | 4 | 8 | 20 | 10.75 | 1 | 1 | TERM-B |  | 1 |  | 2026-03-03T14:19:38.281Z | 2026-03-03T14:19:38.281Z | Compression Lug | 500 KCMIL | 1500
563 | CLUG-600 | 600 KCMIL Compression Lug | 9 | Termination | 600 KCMIL Compression Lug | Blackburn | ABB | EA | 20 | 4 | 8 | 20 | 11.5 | 1 | 1 | TERM-B |  | 1 |  | 2026-03-03T14:19:38.281Z | 2026-03-03T14:19:38.281Z | Compression Lug | 600 KCMIL | 1600
564 | CLUG-750 | 750 KCMIL Compression Lug | 9 | Termination | 750 KCMIL Compression Lug | Blackburn | ABB | EA | 20 | 4 | 8 | 20 | 12.25 | 1 | 1 | TERM-B |  | 1 |  | 2026-03-03T14:19:38.281Z | 2026-03-03T14:19:38.281Z | Compression Lug | 750 KCMIL | 1750

## CABLE TRAY
id | sku | name | category_id | subcategory | description | brand | manufacturer | unit_of_measure | quantity_on_hand | minimum_stock | reorder_point | reorder_quantity | unit_cost | supplier_id | primary_location_id | bin_location | status_override | is_active | notes | created_at | updated_at | base_item_name | size_label | size_sort_value
1 | CT-STR-12 | 12" Cable Tray Straight | 1 | Tray | 12" Cable Tray Straight | Cooper B-Line | Eaton | FT | 120 | 40 | 60 | 120 | 6 | 2 | 1 |  |  | true |  | "2026-03-03T14:19:38.281Z" | "2026-03-03T14:19:38.281Z" | Cable Tray Straight | 12" | 12000
2 | CT-STR-18 | 18" Cable Tray Straight | 1 | Tray | 18" Cable Tray Straight | Cooper B-Line | Eaton | FT | 120 | 40 | 60 | 120 | 6 | 2 | 1 |  |  | true |  | "2026-03-03T14:19:38.281Z" | "2026-03-03T14:19:38.281Z" | Cable Tray Straight | 18" | 18000
3 | CT-STR-24 | 24" Cable Tray Straight | 1 | Tray | 24" Cable Tray Straight | Cooper B-Line | Eaton | FT | 120 | 40 | 60 | 120 | 6 | 2 | 1 |  |  | true |  | "2026-03-03T14:19:38.281Z" | "2026-03-03T14:19:38.281Z" | Cable Tray Straight | 24" | 24000
4 | CT-STR-36 | 36" Cable Tray Straight | 1 | Tray | 36" Cable Tray Straight | Cooper B-Line | Eaton | FT | 120 | 40 | 60 | 120 | 6 | 2 | 1 |  |  | true |  | "2026-03-03T14:19:38.281Z" | "2026-03-03T14:19:38.281Z" | Cable Tray Straight | 36" | 36000
9 | CT-CVR-12 | 12" Cable Tray Cover | 1 | Tray | 12" Cable Tray Cover | Cooper B-Line | Eaton | FT | 120 | 40 | 60 | 120 | 6 | 2 | 1 |  |  | true |  | "2026-03-03T14:19:38.281Z" | "2026-03-03T14:19:38.281Z" | Cable Tray Cover | 12" | 12000
10 | CT-CVR-18 | 18" Cable Tray Cover | 1 | Tray | 18" Cable Tray Cover | Cooper B-Line | Eaton | FT | 120 | 40 | 60 | 120 | 6 | 2 | 1 |  |  | true |  | "2026-03-03T14:19:38.281Z" | "2026-03-03T14:19:38.281Z" | Cable Tray Cover | 18" | 18000
11 | CT-CVR-24 | 24" Cable Tray Cover | 1 | Tray | 24" Cable Tray Cover | Cooper B-Line | Eaton | FT | 120 | 40 | 60 | 120 | 6 | 2 | 1 |  |  | true |  | "2026-03-03T14:19:38.281Z" | "2026-03-03T14:19:38.281Z" | Cable Tray Cover | 24" | 24000
12 | CT-CVR-36 | 36" Cable Tray Cover | 1 | Tray | 36" Cable Tray Cover | Cooper B-Line | Eaton | FT | 120 | 40 | 60 | 120 | 6 | 2 | 1 |  |  | true |  | "2026-03-03T14:19:38.281Z" | "2026-03-03T14:19:38.281Z" | Cable Tray Cover | 36" | 36000
13 | CT-RR-1812 | 18" x 12" Cable Tray Reducer RR | 1 | Tray | 18" x 12" Cable Tray Reducer RR | Cooper B-Line | Eaton | EA | 120 | 40 | 60 | 120 | 6 | 2 | 1 |  |  | true |  | "2026-03-03T14:19:38.281Z" | "2026-03-03T14:19:38.281Z" | Cable Tray Reducer RR | 18" x 12" | 180012000
14 | CT-RR-2412 | 24" x 12" Cable Tray Reducer RR | 1 | Tray | 24" x 12" Cable Tray Reducer RR | Cooper B-Line | Eaton | EA | 120 | 40 | 60 | 120 | 6 | 2 | 1 |  |  | true |  | "2026-03-03T14:19:38.281Z" | "2026-03-03T14:19:38.281Z" | Cable Tray Reducer RR | 24" x 12" | 240012000
15 | CT-RR-2418 | 24" x 18" Cable Tray Reducer RR | 1 | Tray | 24" x 18" Cable Tray Reducer RR | Cooper B-Line | Eaton | EA | 120 | 40 | 60 | 120 | 6 | 2 | 1 |  |  | true |  | "2026-03-03T14:19:38.281Z" | "2026-03-03T14:19:38.281Z" | Cable Tray Reducer RR | 24" x 18" | 240018000
16 | CT-RR-3618 | 36" x 18" Cable Tray Reducer RR | 1 | Tray | 36" x 18" Cable Tray Reducer RR | Cooper B-Line | Eaton | EA | 120 | 40 | 60 | 120 | 6 | 2 | 1 |  |  | true |  | "2026-03-03T14:19:38.281Z" | "2026-03-03T14:19:38.281Z" | Cable Tray Reducer RR | 36" x 18" | 360018000
17 | CT-RR-3624 | 36" x 24" Cable Tray Reducer RR | 1 | Tray | 36" x 24" Cable Tray Reducer RR | Cooper B-Line | Eaton | EA | 120 | 40 | 60 | 120 | 6 | 2 | 1 |  |  | true |  | "2026-03-03T14:19:38.281Z" | "2026-03-03T14:19:38.281Z" | Cable Tray Reducer RR | 36" x 24" | 360024000
18 | CT-RL-1812 | 18" x 12" Cable Tray Reducer RL | 1 | Tray | 18" x 12" Cable Tray Reducer RL | Cooper B-Line | Eaton | EA | 120 | 40 | 60 | 120 | 6 | 2 | 1 |  |  | true |  | "2026-03-03T14:19:38.281Z" | "2026-03-03T14:19:38.281Z" | Cable Tray Reducer RL | 18" x 12" | 180012000
19 | CT-RL-2412 | 24" x 12" Cable Tray Reducer RL | 1 | Tray | 24" x 12" Cable Tray Reducer RL | Cooper B-Line | Eaton | EA | 120 | 40 | 60 | 120 | 6 | 2 | 1 |  |  | true |  | "2026-03-03T14:19:38.281Z" | "2026-03-03T14:19:38.281Z" | Cable Tray Reducer RL | 24" x 12" | 240012000
20 | CT-RL-2418 | 24" x 18" Cable Tray Reducer RL | 1 | Tray | 24" x 18" Cable Tray Reducer RL | Cooper B-Line | Eaton | EA | 120 | 40 | 60 | 120 | 6 | 2 | 1 |  |  | true |  | "2026-03-03T14:19:38.281Z" | "2026-03-03T14:19:38.281Z" | Cable Tray Reducer RL | 24" x 18" | 240018000
21 | CT-RL-3618 | 36" x 18" Cable Tray Reducer RL | 1 | Tray | 36" x 18" Cable Tray Reducer RL | Cooper B-Line | Eaton | EA | 120 | 40 | 60 | 120 | 6 | 2 | 1 |  |  | true |  | "2026-03-03T14:19:38.281Z" | "2026-03-03T14:19:38.281Z" | Cable Tray Reducer RL | 36" x 18" | 360018000
22 | CT-RL-3624 | 36" x 24" Cable Tray Reducer RL | 1 | Tray | 36" x 24" Cable Tray Reducer RL | Cooper B-Line | Eaton | EA | 120 | 40 | 60 | 120 | 6 | 2 | 1 |  |  | true |  | "2026-03-03T14:19:38.281Z" | "2026-03-03T14:19:38.281Z" | Cable Tray Reducer RL | 36" x 24" | 360024000
23 | CT-RC-1812 | 18" x 12" Cable Tray Reducer RC | 1 | Tray | 18" x 12" Cable Tray Reducer RC | Cooper B-Line | Eaton | EA | 120 | 40 | 60 | 120 | 6 | 2 | 1 |  |  | true |  | "2026-03-03T14:19:38.281Z" | "2026-03-03T14:19:38.281Z" | Cable Tray Reducer RC | 18" x 12" | 180012000
24 | CT-RC-2412 | 24" x 12" Cable Tray Reducer RC | 1 | Tray | 24" x 12" Cable Tray Reducer RC | Cooper B-Line | Eaton | EA | 120 | 40 | 60 | 120 | 6 | 2 | 1 |  |  | true |  | "2026-03-03T14:19:38.281Z" | "2026-03-03T14:19:38.281Z" | Cable Tray Reducer RC | 24" x 12" | 240012000
25 | CT-RC-2418 | 24" x 18" Cable Tray Reducer RC | 1 | Tray | 24" x 18" Cable Tray Reducer RC | Cooper B-Line | Eaton | EA | 120 | 40 | 60 | 120 | 6 | 2 | 1 |  |  | true |  | "2026-03-03T14:19:38.281Z" | "2026-03-03T14:19:38.281Z" | Cable Tray Reducer RC | 24" x 18" | 240018000
26 | CT-RC-3618 | 36" x 18" Cable Tray Reducer RC | 1 | Tray | 36" x 18" Cable Tray Reducer RC | Cooper B-Line | Eaton | EA | 120 | 40 | 60 | 120 | 6 | 2 | 1 |  |  | true |  | "2026-03-03T14:19:38.281Z" | "2026-03-03T14:19:38.281Z" | Cable Tray Reducer RC | 36" x 18" | 360018000
27 | CT-RC-3624 | 36" x 24" Cable Tray Reducer RC | 1 | Tray | 36" x 24" Cable Tray Reducer RC | Cooper B-Line | Eaton | EA | 120 | 40 | 60 | 120 | 6 | 2 | 1 |  |  | true |  | "2026-03-03T14:19:38.281Z" | "2026-03-03T14:19:38.281Z" | Cable Tray Reducer RC | 36" x 24" | 360024000
335 | CT-TEE-12 | 12" Cable Tray Tee | 1 | Tray | 12" cable tray tee | Eaton | B-Line | EA | 12 | 4 | 6 | 12 | 48 | 2 | 1 |  |  | 1 |  | 2026-03-03T14:19:38.281Z | 2026-03-03T14:19:38.281Z | Cable Tray Tee | 12" | 12000
336 | CT-CRS-12 | 12" Cable Tray Cross | 1 | Tray | 12" cable tray cross | Eaton | B-Line | EA | 12 | 4 | 6 | 12 | 48 | 2 | 1 |  |  | 1 |  | 2026-03-03T14:19:38.281Z | 2026-03-03T14:19:38.281Z | Cable Tray Cross | 12" | 12000
337 | CT-VIN-12 | 12" Cable Tray Vertical In | 1 | Tray | 12" cable tray vertical in | Eaton | B-Line | EA | 12 | 4 | 6 | 12 | 42 | 2 | 1 |  |  | 1 |  | 2026-03-03T14:19:38.281Z | 2026-03-03T14:19:38.281Z | Cable Tray Vertical In | 12" | 12000
338 | CT-VOU-12 | 12" Cable Tray Vertical Out | 1 | Tray | 12" cable tray vertical out | Eaton | B-Line | EA | 12 | 4 | 6 | 12 | 42 | 2 | 1 |  |  | 1 |  | 2026-03-03T14:19:38.281Z | 2026-03-03T14:19:38.281Z | Cable Tray Vertical Out | 12" | 12000
339 | CT-TEE-18 | 18" Cable Tray Tee | 1 | Tray | 18" cable tray tee | Eaton | B-Line | EA | 12 | 4 | 6 | 12 | 48 | 2 | 1 |  |  | 1 |  | 2026-03-03T14:19:38.281Z | 2026-03-03T14:19:38.281Z | Cable Tray Tee | 18" | 18000
340 | CT-CRS-18 | 18" Cable Tray Cross | 1 | Tray | 18" cable tray cross | Eaton | B-Line | EA | 12 | 4 | 6 | 12 | 48 | 2 | 1 |  |  | 1 |  | 2026-03-03T14:19:38.281Z | 2026-03-03T14:19:38.281Z | Cable Tray Cross | 18" | 18000
341 | CT-VIN-18 | 18" Cable Tray Vertical In | 1 | Tray | 18" cable tray vertical in | Eaton | B-Line | EA | 12 | 4 | 6 | 12 | 42 | 2 | 1 |  |  | 1 |  | 2026-03-03T14:19:38.281Z | 2026-03-03T14:19:38.281Z | Cable Tray Vertical In | 18" | 18000
342 | CT-VOU-18 | 18" Cable Tray Vertical Out | 1 | Tray | 18" cable tray vertical out | Eaton | B-Line | EA | 12 | 4 | 6 | 12 | 42 | 2 | 1 |  |  | 1 |  | 2026-03-03T14:19:38.281Z | 2026-03-03T14:19:38.281Z | Cable Tray Vertical Out | 18" | 18000
343 | CT-TEE-24 | 24" Cable Tray Tee | 1 | Tray | 24" cable tray tee | Eaton | B-Line | EA | 12 | 4 | 6 | 12 | 48 | 2 | 1 |  |  | 1 |  | 2026-03-03T14:19:38.281Z | 2026-03-03T14:19:38.281Z | Cable Tray Tee | 24" | 24000
344 | CT-CRS-24 | 24" Cable Tray Cross | 1 | Tray | 24" cable tray cross | Eaton | B-Line | EA | 12 | 4 | 6 | 12 | 48 | 2 | 1 |  |  | 1 |  | 2026-03-03T14:19:38.281Z | 2026-03-03T14:19:38.281Z | Cable Tray Cross | 24" | 24000
345 | CT-VIN-24 | 24" Cable Tray Vertical In | 1 | Tray | 24" cable tray vertical in | Eaton | B-Line | EA | 12 | 4 | 6 | 12 | 42 | 2 | 1 |  |  | 1 |  | 2026-03-03T14:19:38.281Z | 2026-03-03T14:19:38.281Z | Cable Tray Vertical In | 24" | 24000
346 | CT-VOU-24 | 24" Cable Tray Vertical Out | 1 | Tray | 24" cable tray vertical out | Eaton | B-Line | EA | 12 | 4 | 6 | 12 | 42 | 2 | 1 |  |  | 1 |  | 2026-03-03T14:19:38.281Z | 2026-03-03T14:19:38.281Z | Cable Tray Vertical Out | 24" | 24000
347 | CT-TEE-36 | 36" Cable Tray Tee | 1 | Tray | 36" cable tray tee | Eaton | B-Line | EA | 12 | 4 | 6 | 12 | 48 | 2 | 1 |  |  | 1 |  | 2026-03-03T14:19:38.281Z | 2026-03-03T14:19:38.281Z | Cable Tray Tee | 36" | 36000
348 | CT-CRS-36 | 36" Cable Tray Cross | 1 | Tray | 36" cable tray cross | Eaton | B-Line | EA | 12 | 4 | 6 | 12 | 48 | 2 | 1 |  |  | 1 |  | 2026-03-03T14:19:38.281Z | 2026-03-03T14:19:38.281Z | Cable Tray Cross | 36" | 36000
349 | CT-VIN-36 | 36" Cable Tray Vertical In | 1 | Tray | 36" cable tray vertical in | Eaton | B-Line | EA | 12 | 4 | 6 | 12 | 42 | 2 | 1 |  |  | 1 |  | 2026-03-03T14:19:38.281Z | 2026-03-03T14:19:38.281Z | Cable Tray Vertical In | 36" | 36000
350 | CT-VOU-36 | 36" Cable Tray Vertical Out | 1 | Tray | 36" cable tray vertical out | Eaton | B-Line | EA | 12 | 4 | 6 | 12 | 42 | 2 | 1 |  |  | 1 |  | 2026-03-03T14:19:38.281Z | 2026-03-03T14:19:38.281Z | Cable Tray Vertical Out | 36" | 36000
351 | CT-BC-12 | 12" Cable Tray Box Connector | 1 | Tray | 12" cable tray box connector | Eaton | B-Line | EA | 24 | 8 | 12 | 24 | 12 | 2 | 1 |  |  | 1 |  | 2026-03-03T14:19:38.281Z | 2026-03-03T14:19:38.281Z | Cable Tray Box Connector | 12" | 12000
352 | CT-BC-24 | 24" Cable Tray Box Connector | 1 | Tray | 24" cable tray box connector | Eaton | B-Line | EA | 24 | 8 | 12 | 24 | 12 | 2 | 1 |  |  | 1 |  | 2026-03-03T14:19:38.281Z | 2026-03-03T14:19:38.281Z | Cable Tray Box Connector | 24" | 24000

## CONDUIT_FITTINGS
id | sku | name | category_id | subcategory | description | brand | manufacturer | unit_of_measure | quantity_on_hand | minimum_stock | reorder_point | reorder_quantity | unit_cost | supplier_id | primary_location_id | bin_location | status_override | is_active | notes | created_at | updated_at | base_item_name | size_label | size_sort_value
28 | EMT-CON-075 | 3/4" EMT Conduit | 2 | EMT | 3/4" EMT Conduit | Allied Tube | Atkore | FT | 2500 | 750 | 1000 | 1250 | 0.45 | 1 | 1 |  |  | true |  | "2026-03-03T14:19:38.281Z" | "2026-03-03T14:19:38.281Z" | EMT Conduit | 3/4" | 750
29 | EMT-CON-100 | 1" EMT Conduit | 2 | EMT | 1" EMT Conduit | Allied Tube | Atkore | FT | 2500 | 750 | 1000 | 1250 | 0.45 | 1 | 1 |  |  | true |  | "2026-03-03T14:19:38.281Z" | "2026-03-03T14:19:38.281Z" | EMT Conduit | 1" | 1000
30 | EMT-CON-125 | 1-1/4" EMT Conduit | 2 | EMT | 1-1/4" EMT Conduit | Allied Tube | Atkore | FT | 2500 | 750 | 1000 | 1250 | 0.45 | 1 | 1 |  |  | true |  | "2026-03-03T14:19:38.281Z" | "2026-03-03T14:19:38.281Z" | EMT Conduit | 1-1/4" | 1250
31 | EMT-CON-150 | 1-1/2" EMT Conduit | 2 | EMT | 1-1/2" EMT Conduit | Allied Tube | Atkore | FT | 2500 | 750 | 1000 | 1250 | 0.45 | 1 | 1 |  |  | true |  | "2026-03-03T14:19:38.281Z" | "2026-03-03T14:19:38.281Z" | EMT Conduit | 1-1/2" | 1500
32 | EMT-CON-200 | 2" EMT Conduit | 2 | EMT | 2" EMT Conduit | Allied Tube | Atkore | FT | 2500 | 750 | 1000 | 1250 | 0.45 | 1 | 1 |  |  | true |  | "2026-03-03T14:19:38.281Z" | "2026-03-03T14:19:38.281Z" | EMT Conduit | 2" | 2000
33 | EMT-CON-300 | 3" EMT Conduit | 2 | EMT | 3" EMT Conduit | Allied Tube | Atkore | FT | 2500 | 750 | 1000 | 1250 | 0.45 | 1 | 1 |  |  | true |  | "2026-03-03T14:19:38.281Z" | "2026-03-03T14:19:38.281Z" | EMT Conduit | 3" | 3000
34 | EMT-CON-400 | 4" EMT Conduit | 2 | EMT | 4" EMT Conduit | Allied Tube | Atkore | FT | 2500 | 750 | 1000 | 1250 | 0.45 | 1 | 1 |  |  | true |  | "2026-03-03T14:19:38.281Z" | "2026-03-03T14:19:38.281Z" | EMT Conduit | 4" | 4000
35 | EMT-CON-600 | 6" EMT Conduit | 2 | EMT | 6" EMT Conduit | Allied Tube | Atkore | FT | 2500 | 750 | 1000 | 1250 | 0.45 | 1 | 1 |  |  | true |  | "2026-03-03T14:19:38.281Z" | "2026-03-03T14:19:38.281Z" | EMT Conduit | 6" | 6000
36 | EMT-SSC-075 | 3/4" EMT Set Screw Connector | 2 | EMT | 3/4" EMT Set Screw Connector | Allied Tube | Atkore | EA | 2500 | 750 | 1000 | 1250 | 0.45 | 1 | 1 |  |  | true |  | "2026-03-03T14:19:38.281Z" | "2026-03-03T14:19:38.281Z" | EMT Set Screw Connector | 3/4" | 750
37 | EMT-SSC-100 | 1" EMT Set Screw Connector | 2 | EMT | 1" EMT Set Screw Connector | Allied Tube | Atkore | EA | 2500 | 750 | 1000 | 1250 | 0.45 | 1 | 1 |  |  | true |  | "2026-03-03T14:19:38.281Z" | "2026-03-03T14:19:38.281Z" | EMT Set Screw Connector | 1" | 1000
38 | EMT-SSC-125 | 1-1/4" EMT Set Screw Connector | 2 | EMT | 1-1/4" EMT Set Screw Connector | Allied Tube | Atkore | EA | 2500 | 750 | 1000 | 1250 | 0.45 | 1 | 1 |  |  | true |  | "2026-03-03T14:19:38.281Z" | "2026-03-03T14:19:38.281Z" | EMT Set Screw Connector | 1-1/4" | 1250
39 | EMT-SSC-150 | 1-1/2" EMT Set Screw Connector | 2 | EMT | 1-1/2" EMT Set Screw Connector | Allied Tube | Atkore | EA | 2500 | 750 | 1000 | 1250 | 0.45 | 1 | 1 |  |  | true |  | "2026-03-03T14:19:38.281Z" | "2026-03-03T14:19:38.281Z" | EMT Set Screw Connector | 1-1/2" | 1500
40 | EMT-SSC-200 | 2" EMT Set Screw Connector | 2 | EMT | 2" EMT Set Screw Connector | Allied Tube | Atkore | EA | 2500 | 750 | 1000 | 1250 | 0.45 | 1 | 1 |  |  | true |  | "2026-03-03T14:19:38.281Z" | "2026-03-03T14:19:38.281Z" | EMT Set Screw Connector | 2" | 2000
41 | EMT-SSC-300 | 3" EMT Set Screw Connector | 2 | EMT | 3" EMT Set Screw Connector | Allied Tube | Atkore | EA | 2500 | 750 | 1000 | 1250 | 0.45 | 1 | 1 |  |  | true |  | "2026-03-03T14:19:38.281Z" | "2026-03-03T14:19:38.281Z" | EMT Set Screw Connector | 3" | 3000
42 | EMT-SSC-400 | 4" EMT Set Screw Connector | 2 | EMT | 4" EMT Set Screw Connector | Allied Tube | Atkore | EA | 2500 | 750 | 1000 | 1250 | 0.45 | 1 | 1 |  |  | true |  | "2026-03-03T14:19:38.281Z" | "2026-03-03T14:19:38.281Z" | EMT Set Screw Connector | 4" | 4000
43 | EMT-SSC-600 | 6" EMT Set Screw Connector | 2 | EMT | 6" EMT Set Screw Connector | Allied Tube | Atkore | EA | 2500 | 750 | 1000 | 1250 | 0.45 | 1 | 1 |  |  | true |  | "2026-03-03T14:19:38.281Z" | "2026-03-03T14:19:38.281Z" | EMT Set Screw Connector | 6" | 6000
44 | EMT-SSCPL-075 | 3/4" EMT Set Screw Coupling | 2 | EMT | 3/4" EMT Set Screw Coupling | Allied Tube | Atkore | EA | 2500 | 750 | 1000 | 1250 | 0.45 | 1 | 1 |  |  | true |  | "2026-03-03T14:19:38.281Z" | "2026-03-03T14:19:38.281Z" | EMT Set Screw Coupling | 3/4" | 750
45 | EMT-SSCPL-100 | 1" EMT Set Screw Coupling | 2 | EMT | 1" EMT Set Screw Coupling | Allied Tube | Atkore | EA | 2500 | 750 | 1000 | 1250 | 0.45 | 1 | 1 |  |  | true |  | "2026-03-03T14:19:38.281Z" | "2026-03-03T14:19:38.281Z" | EMT Set Screw Coupling | 1" | 1000
46 | EMT-SSCPL-125 | 1-1/4" EMT Set Screw Coupling | 2 | EMT | 1-1/4" EMT Set Screw Coupling | Allied Tube | Atkore | EA | 2500 | 750 | 1000 | 1250 | 0.45 | 1 | 1 |  |  | true |  | "2026-03-03T14:19:38.281Z" | "2026-03-03T14:19:38.281Z" | EMT Set Screw Coupling | 1-1/4" | 1250
47 | EMT-SSCPL-150 | 1-1/2" EMT Set Screw Coupling | 2 | EMT | 1-1/2" EMT Set Screw Coupling | Allied Tube | Atkore | EA | 2500 | 750 | 1000 | 1250 | 0.45 | 1 | 1 |  |  | true |  | "2026-03-03T14:19:38.281Z" | "2026-03-03T14:19:38.281Z" | EMT Set Screw Coupling | 1-1/2" | 1500
48 | EMT-SSCPL-200 | 2" EMT Set Screw Coupling | 2 | EMT | 2" EMT Set Screw Coupling | Allied Tube | Atkore | EA | 2500 | 750 | 1000 | 1250 | 0.45 | 1 | 1 |  |  | true |  | "2026-03-03T14:19:38.281Z" | "2026-03-03T14:19:38.281Z" | EMT Set Screw Coupling | 2" | 2000
49 | EMT-SSCPL-300 | 3" EMT Set Screw Coupling | 2 | EMT | 3" EMT Set Screw Coupling | Allied Tube | Atkore | EA | 2500 | 750 | 1000 | 1250 | 0.45 | 1 | 1 |  |  | true |  | "2026-03-03T14:19:38.281Z" | "2026-03-03T14:19:38.281Z" | EMT Set Screw Coupling | 3" | 3000
50 | EMT-SSCPL-400 | 4" EMT Set Screw Coupling | 2 | EMT | 4" EMT Set Screw Coupling | Allied Tube | Atkore | EA | 2500 | 750 | 1000 | 1250 | 0.45 | 1 | 1 |  |  | true |  | "2026-03-03T14:19:38.281Z" | "2026-03-03T14:19:38.281Z" | EMT Set Screw Coupling | 4" | 4000
51 | EMT-SSCPL-600 | 6" EMT Set Screw Coupling | 2 | EMT | 6" EMT Set Screw Coupling | Allied Tube | Atkore | EA | 2500 | 750 | 1000 | 1250 | 0.45 | 1 | 1 |  |  | true |  | "2026-03-03T14:19:38.281Z" | "2026-03-03T14:19:38.281Z" | EMT Set Screw Coupling | 6" | 6000
52 | EMT-CMPC-075 | 3/4" EMT Compression Connector | 2 | EMT | 3/4" EMT Compression Connector | Allied Tube | Atkore | EA | 2500 | 750 | 1000 | 1250 | 0.45 | 1 | 1 |  |  | true |  | "2026-03-03T14:19:38.281Z" | "2026-03-03T14:19:38.281Z" | EMT Compression Connector | 3/4" | 750
53 | EMT-CMPC-100 | 1" EMT Compression Connector | 2 | EMT | 1" EMT Compression Connector | Allied Tube | Atkore | EA | 2500 | 750 | 1000 | 1250 | 0.45 | 1 | 1 |  |  | true |  | "2026-03-03T14:19:38.281Z" | "2026-03-03T14:19:38.281Z" | EMT Compression Connector | 1" | 1000
54 | EMT-CMPC-125 | 1-1/4" EMT Compression Connector | 2 | EMT | 1-1/4" EMT Compression Connector | Allied Tube | Atkore | EA | 2500 | 750 | 1000 | 1250 | 0.45 | 1 | 1 |  |  | true |  | "2026-03-03T14:19:38.281Z" | "2026-03-03T14:19:38.281Z" | EMT Compression Connector | 1-1/4" | 1250
55 | EMT-CMPC-150 | 1-1/2" EMT Compression Connector | 2 | EMT | 1-1/2" EMT Compression Connector | Allied Tube | Atkore | EA | 2500 | 750 | 1000 | 1250 | 0.45 | 1 | 1 |  |  | true |  | "2026-03-03T14:19:38.281Z" | "2026-03-03T14:19:38.281Z" | EMT Compression Connector | 1-1/2" | 1500
56 | EMT-CMPC-200 | 2" EMT Compression Connector | 2 | EMT | 2" EMT Compression Connector | Allied Tube | Atkore | EA | 2500 | 750 | 1000 | 1250 | 0.45 | 1 | 1 |  |  | true |  | "2026-03-03T14:19:38.281Z" | "2026-03-03T14:19:38.281Z" | EMT Compression Connector | 2" | 2000
57 | EMT-CMPC-300 | 3" EMT Compression Connector | 2 | EMT | 3" EMT Compression Connector | Allied Tube | Atkore | EA | 2500 | 750 | 1000 | 1250 | 0.45 | 1 | 1 |  |  | true |  | "2026-03-03T14:19:38.281Z" | "2026-03-03T14:19:38.281Z" | EMT Compression Connector | 3" | 3000
58 | EMT-CMPC-400 | 4" EMT Compression Connector | 2 | EMT | 4" EMT Compression Connector | Allied Tube | Atkore | EA | 2500 | 750 | 1000 | 1250 | 0.45 | 1 | 1 |  |  | true |  | "2026-03-03T14:19:38.281Z" | "2026-03-03T14:19:38.281Z" | EMT Compression Connector | 4" | 4000
59 | EMT-CMPC-600 | 6" EMT Compression Connector | 2 | EMT | 6" EMT Compression Connector | Allied Tube | Atkore | EA | 2500 | 750 | 1000 | 1250 | 0.45 | 1 | 1 |  |  | true |  | "2026-03-03T14:19:38.281Z" | "2026-03-03T14:19:38.281Z" | EMT Compression Connector | 6" | 6000
60 | EMT-CMPL-075 | 3/4" EMT Compression Coupling | 2 | EMT | 3/4" EMT Compression Coupling | Allied Tube | Atkore | EA | 2500 | 750 | 1000 | 1250 | 0.45 | 1 | 1 |  |  | true |  | "2026-03-03T14:19:38.281Z" | "2026-03-03T14:19:38.281Z" | EMT Compression Coupling | 3/4" | 750
61 | EMT-CMPL-100 | 1" EMT Compression Coupling | 2 | EMT | 1" EMT Compression Coupling | Allied Tube | Atkore | EA | 2500 | 750 | 1000 | 1250 | 0.45 | 1 | 1 |  |  | true |  | "2026-03-03T14:19:38.281Z" | "2026-03-03T14:19:38.281Z" | EMT Compression Coupling | 1" | 1000
62 | EMT-CMPL-125 | 1-1/4" EMT Compression Coupling | 2 | EMT | 1-1/4" EMT Compression Coupling | Allied Tube | Atkore | EA | 2500 | 750 | 1000 | 1250 | 0.45 | 1 | 1 |  |  | true |  | "2026-03-03T14:19:38.281Z" | "2026-03-03T14:19:38.281Z" | EMT Compression Coupling | 1-1/4" | 1250
63 | EMT-CMPL-150 | 1-1/2" EMT Compression Coupling | 2 | EMT | 1-1/2" EMT Compression Coupling | Allied Tube | Atkore | EA | 2500 | 750 | 1000 | 1250 | 0.45 | 1 | 1 |  |  | true |  | "2026-03-03T14:19:38.281Z" | "2026-03-03T14:19:38.281Z" | EMT Compression Coupling | 1-1/2" | 1500
64 | EMT-CMPL-200 | 2" EMT Compression Coupling | 2 | EMT | 2" EMT Compression Coupling | Allied Tube | Atkore | EA | 2500 | 750 | 1000 | 1250 | 0.45 | 1 | 1 |  |  | true |  | "2026-03-03T14:19:38.281Z" | "2026-03-03T14:19:38.281Z" | EMT Compression Coupling | 2" | 2000
65 | EMT-CMPL-300 | 3" EMT Compression Coupling | 2 | EMT | 3" EMT Compression Coupling | Allied Tube | Atkore | EA | 2500 | 750 | 1000 | 1250 | 0.45 | 1 | 1 |  |  | true |  | "2026-03-03T14:19:38.281Z" | "2026-03-03T14:19:38.281Z" | EMT Compression Coupling | 3" | 3000
66 | EMT-CMPL-400 | 4" EMT Compression Coupling | 2 | EMT | 4" EMT Compression Coupling | Allied Tube | Atkore | EA | 2500 | 750 | 1000 | 1250 | 0.45 | 1 | 1 |  |  | true |  | "2026-03-03T14:19:38.281Z" | "2026-03-03T14:19:38.281Z" | EMT Compression Coupling | 4" | 4000
67 | EMT-CMPL-600 | 6" EMT Compression Coupling | 2 | EMT | 6" EMT Compression Coupling | Allied Tube | Atkore | EA | 2500 | 750 | 1000 | 1250 | 0.45 | 1 | 1 |  |  | true |  | "2026-03-03T14:19:38.281Z" | "2026-03-03T14:19:38.281Z" | EMT Compression Coupling | 6" | 6000
68 | EMT-ELB-125 | 1-1/4" EMT Elbow 90° | 2 | EMT | 1-1/4" EMT Elbow 90° | Allied Tube | Atkore | EA | 2500 | 750 | 1000 | 1250 | 0.45 | 1 | 1 |  |  | true |  | "2026-03-03T14:19:38.281Z" | "2026-03-03T14:19:38.281Z" | EMT Elbow 90° | 1-1/4" | 1250
69 | EMT-ELB-150 | 1-1/2" EMT Elbow 90° | 2 | EMT | 1-1/2" EMT Elbow 90° | Allied Tube | Atkore | EA | 2500 | 750 | 1000 | 1250 | 0.45 | 1 | 1 |  |  | true |  | "2026-03-03T14:19:38.281Z" | "2026-03-03T14:19:38.281Z" | EMT Elbow 90° | 1-1/2" | 1500
70 | EMT-ELB-200 | 2" EMT Elbow 90° | 2 | EMT | 2" EMT Elbow 90° | Allied Tube | Atkore | EA | 2500 | 750 | 1000 | 1250 | 0.45 | 1 | 1 |  |  | true |  | "2026-03-03T14:19:38.281Z" | "2026-03-03T14:19:38.281Z" | EMT Elbow 90° | 2" | 2000
71 | EMT-ELB-300 | 3" EMT Elbow 90° | 2 | EMT | 3" EMT Elbow 90° | Allied Tube | Atkore | EA | 2500 | 750 | 1000 | 1250 | 0.45 | 1 | 1 |  |  | true |  | "2026-03-03T14:19:38.281Z" | "2026-03-03T14:19:38.281Z" | EMT Elbow 90° | 3" | 3000
72 | EMT-ELB-400 | 4" EMT Elbow 90° | 2 | EMT | 4" EMT Elbow 90° | Allied Tube | Atkore | EA | 2500 | 750 | 1000 | 1250 | 0.45 | 1 | 1 |  |  | true |  | "2026-03-03T14:19:38.281Z" | "2026-03-03T14:19:38.281Z" | EMT Elbow 90° | 4" | 4000
73 | EMT-ELB-600 | 6" EMT Elbow 90° | 2 | EMT | 6" EMT Elbow 90° | Allied Tube | Atkore | EA | 2500 | 750 | 1000 | 1250 | 0.45 | 1 | 1 |  |  | true |  | "2026-03-03T14:19:38.281Z" | "2026-03-03T14:19:38.281Z" | EMT Elbow 90° | 6" | 6000
74 | EMT-1HS-050 | 1/2" EMT One-Hole Strap | 2 | EMT | 1/2" EMT One-Hole Strap | Allied Tube | Atkore | EA | 2500 | 750 | 1000 | 1250 | 0.45 | 1 | 1 |  |  | true |  | "2026-03-03T14:19:38.281Z" | "2026-03-03T14:19:38.281Z" | EMT One-Hole Strap | 1/2" | 500
75 | EMT-1HS-075 | 3/4" EMT One-Hole Strap | 2 | EMT | 3/4" EMT One-Hole Strap | Allied Tube | Atkore | EA | 2500 | 750 | 1000 | 1250 | 0.45 | 1 | 1 |  |  | true |  | "2026-03-03T14:19:38.281Z" | "2026-03-03T14:19:38.281Z" | EMT One-Hole Strap | 3/4" | 750
76 | EMT-1HS-100 | 1" EMT One-Hole Strap | 2 | EMT | 1" EMT One-Hole Strap | Allied Tube | Atkore | EA | 2500 | 750 | 1000 | 1250 | 0.45 | 1 | 1 |  |  | true |  | "2026-03-03T14:19:38.281Z" | "2026-03-03T14:19:38.281Z" | EMT One-Hole Strap | 1" | 1000
77 | EMT-2HS-050 | 1/2" EMT Two-Hole Strap | 2 | EMT | 1/2" EMT Two-Hole Strap | Allied Tube | Atkore | EA | 2500 | 750 | 1000 | 1250 | 0.45 | 1 | 1 |  |  | true |  | "2026-03-03T14:19:38.281Z" | "2026-03-03T14:19:38.281Z" | EMT Two-Hole Strap | 1/2" | 500
78 | EMT-2HS-075 | 3/4" EMT Two-Hole Strap | 2 | EMT | 3/4" EMT Two-Hole Strap | Allied Tube | Atkore | EA | 2500 | 750 | 1000 | 1250 | 0.45 | 1 | 1 |  |  | true |  | "2026-03-03T14:19:38.281Z" | "2026-03-03T14:19:38.281Z" | EMT Two-Hole Strap | 3/4" | 750
79 | EMT-2HS-100 | 1" EMT Two-Hole Strap | 2 | EMT | 1" EMT Two-Hole Strap | Allied Tube | Atkore | EA | 2500 | 750 | 1000 | 1250 | 0.45 | 1 | 1 |  |  | true |  | "2026-03-03T14:19:38.281Z" | "2026-03-03T14:19:38.281Z" | EMT Two-Hole Strap | 1" | 1000
80 | RIG-CON-075 | 3/4" Rigid Conduit | 2 | Rigid | 3/4" Rigid Conduit | Allied Tube | Atkore | FT | 2500 | 750 | 1000 | 1250 | 0.45 | 1 | 1 |  |  | true |  | "2026-03-03T14:19:38.281Z" | "2026-03-03T14:19:38.281Z" | Rigid Conduit | 3/4" | 750
81 | RIG-CON-100 | 1" Rigid Conduit | 2 | Rigid | 1" Rigid Conduit | Allied Tube | Atkore | FT | 2500 | 750 | 1000 | 1250 | 0.45 | 1 | 1 |  |  | true |  | "2026-03-03T14:19:38.281Z" | "2026-03-03T14:19:38.281Z" | Rigid Conduit | 1" | 1000
82 | RIG-CON-125 | 1-1/4" Rigid Conduit | 2 | Rigid | 1-1/4" Rigid Conduit | Allied Tube | Atkore | FT | 2500 | 750 | 1000 | 1250 | 0.45 | 1 | 1 |  |  | true |  | "2026-03-03T14:19:38.281Z" | "2026-03-03T14:19:38.281Z" | Rigid Conduit | 1-1/4" | 1250
83 | RIG-CON-150 | 1-1/2" Rigid Conduit | 2 | Rigid | 1-1/2" Rigid Conduit | Allied Tube | Atkore | FT | 2500 | 750 | 1000 | 1250 | 0.45 | 1 | 1 |  |  | true |  | "2026-03-03T14:19:38.281Z" | "2026-03-03T14:19:38.281Z" | Rigid Conduit | 1-1/2" | 1500
84 | RIG-CON-200 | 2" Rigid Conduit | 2 | Rigid | 2" Rigid Conduit | Allied Tube | Atkore | FT | 2500 | 750 | 1000 | 1250 | 0.45 | 1 | 1 |  |  | true |  | "2026-03-03T14:19:38.281Z" | "2026-03-03T14:19:38.281Z" | Rigid Conduit | 2" | 2000
85 | RIG-CON-300 | 3" Rigid Conduit | 2 | Rigid | 3" Rigid Conduit | Allied Tube | Atkore | FT | 2500 | 750 | 1000 | 1250 | 0.45 | 1 | 1 |  |  | true |  | "2026-03-03T14:19:38.281Z" | "2026-03-03T14:19:38.281Z" | Rigid Conduit | 3" | 3000
86 | RIG-CON-400 | 4" Rigid Conduit | 2 | Rigid | 4" Rigid Conduit | Allied Tube | Atkore | FT | 2500 | 750 | 1000 | 1250 | 0.45 | 1 | 1 |  |  | true |  | "2026-03-03T14:19:38.281Z" | "2026-03-03T14:19:38.281Z" | Rigid Conduit | 4" | 4000
87 | RIG-CON-600 | 6" Rigid Conduit | 2 | Rigid | 6" Rigid Conduit | Allied Tube | Atkore | FT | 2500 | 750 | 1000 | 1250 | 0.45 | 1 | 1 |  |  | true |  | "2026-03-03T14:19:38.281Z" | "2026-03-03T14:19:38.281Z" | Rigid Conduit | 6" | 6000
88 | RIG-CPL-075 | 3/4" Rigid Coupling | 2 | Rigid | 3/4" Rigid Coupling | Allied Tube | Atkore | EA | 2500 | 750 | 1000 | 1250 | 0.45 | 1 | 1 |  |  | true |  | "2026-03-03T14:19:38.281Z" | "2026-03-03T14:19:38.281Z" | Rigid Coupling | 3/4" | 750
89 | RIG-CPL-100 | 1" Rigid Coupling | 2 | Rigid | 1" Rigid Coupling | Allied Tube | Atkore | EA | 2500 | 750 | 1000 | 1250 | 0.45 | 1 | 1 |  |  | true |  | "2026-03-03T14:19:38.281Z" | "2026-03-03T14:19:38.281Z" | Rigid Coupling | 1" | 1000
90 | RIG-CPL-125 | 1-1/4" Rigid Coupling | 2 | Rigid | 1-1/4" Rigid Coupling | Allied Tube | Atkore | EA | 2500 | 750 | 1000 | 1250 | 0.45 | 1 | 1 |  |  | true |  | "2026-03-03T14:19:38.281Z" | "2026-03-03T14:19:38.281Z" | Rigid Coupling | 1-1/4" | 1250
91 | RIG-CPL-150 | 1-1/2" Rigid Coupling | 2 | Rigid | 1-1/2" Rigid Coupling | Allied Tube | Atkore | EA | 2500 | 750 | 1000 | 1250 | 0.45 | 1 | 1 |  |  | true |  | "2026-03-03T14:19:38.281Z" | "2026-03-03T14:19:38.281Z" | Rigid Coupling | 1-1/2" | 1500
92 | RIG-CPL-200 | 2" Rigid Coupling | 2 | Rigid | 2" Rigid Coupling | Allied Tube | Atkore | EA | 2500 | 750 | 1000 | 1250 | 0.45 | 1 | 1 |  |  | true |  | "2026-03-03T14:19:38.281Z" | "2026-03-03T14:19:38.281Z" | Rigid Coupling | 2" | 2000
93 | RIG-CPL-300 | 3" Rigid Coupling | 2 | Rigid | 3" Rigid Coupling | Allied Tube | Atkore | EA | 2500 | 750 | 1000 | 1250 | 0.45 | 1 | 1 |  |  | true |  | "2026-03-03T14:19:38.281Z" | "2026-03-03T14:19:38.281Z" | Rigid Coupling | 3" | 3000
94 | RIG-CPL-400 | 4" Rigid Coupling | 2 | Rigid | 4" Rigid Coupling | Allied Tube | Atkore | EA | 2500 | 750 | 1000 | 1250 | 0.45 | 1 | 1 |  |  | true |  | "2026-03-03T14:19:38.281Z" | "2026-03-03T14:19:38.281Z" | Rigid Coupling | 4" | 4000
95 | RIG-CPL-600 | 6" Rigid Coupling | 2 | Rigid | 6" Rigid Coupling | Allied Tube | Atkore | EA | 2500 | 750 | 1000 | 1250 | 0.45 | 1 | 1 |  |  | true |  | "2026-03-03T14:19:38.281Z" | "2026-03-03T14:19:38.281Z" | Rigid Coupling | 6" | 6000
96 | RIG-CMPL-075 | 3/4" Rigid Compression Coupling | 2 | Rigid | 3/4" Rigid Compression Coupling | Allied Tube | Atkore | EA | 2500 | 750 | 1000 | 1250 | 0.45 | 1 | 1 |  |  | true |  | "2026-03-03T14:19:38.281Z" | "2026-03-03T14:19:38.281Z" | Rigid Compression Coupling | 3/4" | 750
97 | RIG-CMPL-100 | 1" Rigid Compression Coupling | 2 | Rigid | 1" Rigid Compression Coupling | Allied Tube | Atkore | EA | 2500 | 750 | 1000 | 1250 | 0.45 | 1 | 1 |  |  | true |  | "2026-03-03T14:19:38.281Z" | "2026-03-03T14:19:38.281Z" | Rigid Compression Coupling | 1" | 1000
98 | RIG-CMPL-125 | 1-1/4" Rigid Compression Coupling | 2 | Rigid | 1-1/4" Rigid Compression Coupling | Allied Tube | Atkore | EA | 2500 | 750 | 1000 | 1250 | 0.45 | 1 | 1 |  |  | true |  | "2026-03-03T14:19:38.281Z" | "2026-03-03T14:19:38.281Z" | Rigid Compression Coupling | 1-1/4" | 1250
99 | RIG-CMPL-150 | 1-1/2" Rigid Compression Coupling | 2 | Rigid | 1-1/2" Rigid Compression Coupling | Allied Tube | Atkore | EA | 2500 | 750 | 1000 | 1250 | 0.45 | 1 | 1 |  |  | true |  | "2026-03-03T14:19:38.281Z" | "2026-03-03T14:19:38.281Z" | Rigid Compression Coupling | 1-1/2" | 1500
100 | RIG-CMPL-200 | 2" Rigid Compression Coupling | 2 | Rigid | 2" Rigid Compression Coupling | Allied Tube | Atkore | EA | 2500 | 750 | 1000 | 1250 | 0.45 | 1 | 1 |  |  | true |  | "2026-03-03T14:19:38.281Z" | "2026-03-03T14:19:38.281Z" | Rigid Compression Coupling | 2" | 2000
101 | RIG-CMPL-300 | 3" Rigid Compression Coupling | 2 | Rigid | 3" Rigid Compression Coupling | Allied Tube | Atkore | EA | 2500 | 750 | 1000 | 1250 | 0.45 | 1 | 1 |  |  | true |  | "2026-03-03T14:19:38.281Z" | "2026-03-03T14:19:38.281Z" | Rigid Compression Coupling | 3" | 3000
102 | RIG-CMPL-400 | 4" Rigid Compression Coupling | 2 | Rigid | 4" Rigid Compression Coupling | Allied Tube | Atkore | EA | 2500 | 750 | 1000 | 1250 | 0.45 | 1 | 1 |  |  | true |  | "2026-03-03T14:19:38.281Z" | "2026-03-03T14:19:38.281Z" | Rigid Compression Coupling | 4" | 4000
103 | RIG-CMPL-600 | 6" Rigid Compression Coupling | 2 | Rigid | 6" Rigid Compression Coupling | Allied Tube | Atkore | EA | 2500 | 750 | 1000 | 1250 | 0.45 | 1 | 1 |  |  | true |  | "2026-03-03T14:19:38.281Z" | "2026-03-03T14:19:38.281Z" | Rigid Compression Coupling | 6" | 6000
104 | RIG-CMPC-075 | 3/4" Rigid Compression Connector | 2 | Rigid | 3/4" Rigid Compression Connector | Allied Tube | Atkore | EA | 2500 | 750 | 1000 | 1250 | 0.45 | 1 | 1 |  |  | true |  | "2026-03-03T14:19:38.281Z" | "2026-03-03T14:19:38.281Z" | Rigid Compression Connector | 3/4" | 750
105 | RIG-CMPC-100 | 1" Rigid Compression Connector | 2 | Rigid | 1" Rigid Compression Connector | Allied Tube | Atkore | EA | 2500 | 750 | 1000 | 1250 | 0.45 | 1 | 1 |  |  | true |  | "2026-03-03T14:19:38.281Z" | "2026-03-03T14:19:38.281Z" | Rigid Compression Connector | 1" | 1000
106 | RIG-CMPC-125 | 1-1/4" Rigid Compression Connector | 2 | Rigid | 1-1/4" Rigid Compression Connector | Allied Tube | Atkore | EA | 2500 | 750 | 1000 | 1250 | 0.45 | 1 | 1 |  |  | true |  | "2026-03-03T14:19:38.281Z" | "2026-03-03T14:19:38.281Z" | Rigid Compression Connector | 1-1/4" | 1250
107 | RIG-CMPC-150 | 1-1/2" Rigid Compression Connector | 2 | Rigid | 1-1/2" Rigid Compression Connector | Allied Tube | Atkore | EA | 2500 | 750 | 1000 | 1250 | 0.45 | 1 | 1 |  |  | true |  | "2026-03-03T14:19:38.281Z" | "2026-03-03T14:19:38.281Z" | Rigid Compression Connector | 1-1/2" | 1500
108 | RIG-CMPC-200 | 2" Rigid Compression Connector | 2 | Rigid | 2" Rigid Compression Connector | Allied Tube | Atkore | EA | 2500 | 750 | 1000 | 1250 | 0.45 | 1 | 1 |  |  | true |  | "2026-03-03T14:19:38.281Z" | "2026-03-03T14:19:38.281Z" | Rigid Compression Connector | 2" | 2000
109 | RIG-CMPC-300 | 3" Rigid Compression Connector | 2 | Rigid | 3" Rigid Compression Connector | Allied Tube | Atkore | EA | 2500 | 750 | 1000 | 1250 | 0.45 | 1 | 1 |  |  | true |  | "2026-03-03T14:19:38.281Z" | "2026-03-03T14:19:38.281Z" | Rigid Compression Connector | 3" | 3000
110 | RIG-CMPC-400 | 4" Rigid Compression Connector | 2 | Rigid | 4" Rigid Compression Connector | Allied Tube | Atkore | EA | 2500 | 750 | 1000 | 1250 | 0.45 | 1 | 1 |  |  | true |  | "2026-03-03T14:19:38.281Z" | "2026-03-03T14:19:38.281Z" | Rigid Compression Connector | 4" | 4000
111 | RIG-CMPC-600 | 6" Rigid Compression Connector | 2 | Rigid | 6" Rigid Compression Connector | Allied Tube | Atkore | EA | 2500 | 750 | 1000 | 1250 | 0.45 | 1 | 1 |  |  | true |  | "2026-03-03T14:19:38.281Z" | "2026-03-03T14:19:38.281Z" | Rigid Compression Connector | 6" | 6000
112 | RIG-ELB-125 | 1-1/4" Rigid Elbow 90° | 2 | Rigid | 1-1/4" Rigid Elbow 90° | Allied Tube | Atkore | EA | 2500 | 750 | 1000 | 1250 | 0.45 | 1 | 1 |  |  | true |  | "2026-03-03T14:19:38.281Z" | "2026-03-03T14:19:38.281Z" | Rigid Elbow 90° | 1-1/4" | 1250
113 | RIG-ELB-150 | 1-1/2" Rigid Elbow 90° | 2 | Rigid | 1-1/2" Rigid Elbow 90° | Allied Tube | Atkore | EA | 2500 | 750 | 1000 | 1250 | 0.45 | 1 | 1 |  |  | true |  | "2026-03-03T14:19:38.281Z" | "2026-03-03T14:19:38.281Z" | Rigid Elbow 90° | 1-1/2" | 1500
114 | RIG-ELB-200 | 2" Rigid Elbow 90° | 2 | Rigid | 2" Rigid Elbow 90° | Allied Tube | Atkore | EA | 2500 | 750 | 1000 | 1250 | 0.45 | 1 | 1 |  |  | true |  | "2026-03-03T14:19:38.281Z" | "2026-03-03T14:19:38.281Z" | Rigid Elbow 90° | 2" | 2000
115 | RIG-ELB-300 | 3" Rigid Elbow 90° | 2 | Rigid | 3" Rigid Elbow 90° | Allied Tube | Atkore | EA | 2500 | 750 | 1000 | 1250 | 0.45 | 1 | 1 |  |  | true |  | "2026-03-03T14:19:38.281Z" | "2026-03-03T14:19:38.281Z" | Rigid Elbow 90° | 3" | 3000
116 | RIG-ELB-400 | 4" Rigid Elbow 90° | 2 | Rigid | 4" Rigid Elbow 90° | Allied Tube | Atkore | EA | 2500 | 750 | 1000 | 1250 | 0.45 | 1 | 1 |  |  | true |  | "2026-03-03T14:19:38.281Z" | "2026-03-03T14:19:38.281Z" | Rigid Elbow 90° | 4" | 4000
117 | RIG-ELB-600 | 6" Rigid Elbow 90° | 2 | Rigid | 6" Rigid Elbow 90° | Allied Tube | Atkore | EA | 2500 | 750 | 1000 | 1250 | 0.45 | 1 | 1 |  |  | true |  | "2026-03-03T14:19:38.281Z" | "2026-03-03T14:19:38.281Z" | Rigid Elbow 90° | 6" | 6000
118 | PVC-CON-075 | 3/4" PVC Conduit | 2 | PVC | 3/4" PVC Conduit | Allied Tube | Atkore | FT | 2500 | 750 | 1000 | 1250 | 0.45 | 1 | 1 |  |  | true |  | "2026-03-03T14:19:38.281Z" | "2026-03-03T14:19:38.281Z" | PVC Conduit | 3/4" | 750
119 | PVC-CON-100 | 1" PVC Conduit | 2 | PVC | 1" PVC Conduit | Allied Tube | Atkore | FT | 2500 | 750 | 1000 | 1250 | 0.45 | 1 | 1 |  |  | true |  | "2026-03-03T14:19:38.281Z" | "2026-03-03T14:19:38.281Z" | PVC Conduit | 1" | 1000
120 | PVC-CON-125 | 1-1/4" PVC Conduit | 2 | PVC | 1-1/4" PVC Conduit | Allied Tube | Atkore | FT | 2500 | 750 | 1000 | 1250 | 0.45 | 1 | 1 |  |  | true |  | "2026-03-03T14:19:38.281Z" | "2026-03-03T14:19:38.281Z" | PVC Conduit | 1-1/4" | 1250
121 | PVC-CON-150 | 1-1/2" PVC Conduit | 2 | PVC | 1-1/2" PVC Conduit | Allied Tube | Atkore | FT | 2500 | 750 | 1000 | 1250 | 0.45 | 1 | 1 |  |  | true |  | "2026-03-03T14:19:38.281Z" | "2026-03-03T14:19:38.281Z" | PVC Conduit | 1-1/2" | 1500
122 | PVC-CON-200 | 2" PVC Conduit | 2 | PVC | 2" PVC Conduit | Allied Tube | Atkore | FT | 2500 | 750 | 1000 | 1250 | 0.45 | 1 | 1 |  |  | true |  | "2026-03-03T14:19:38.281Z" | "2026-03-03T14:19:38.281Z" | PVC Conduit | 2" | 2000
123 | PVC-CON-300 | 3" PVC Conduit | 2 | PVC | 3" PVC Conduit | Allied Tube | Atkore | FT | 2500 | 750 | 1000 | 1250 | 0.45 | 1 | 1 |  |  | true |  | "2026-03-03T14:19:38.281Z" | "2026-03-03T14:19:38.281Z" | PVC Conduit | 3" | 3000
124 | PVC-CON-400 | 4" PVC Conduit | 2 | PVC | 4" PVC Conduit | Allied Tube | Atkore | FT | 2500 | 750 | 1000 | 1250 | 0.45 | 1 | 1 |  |  | true |  | "2026-03-03T14:19:38.281Z" | "2026-03-03T14:19:38.281Z" | PVC Conduit | 4" | 4000
125 | PVC-CON-600 | 6" PVC Conduit | 2 | PVC | 6" PVC Conduit | Allied Tube | Atkore | FT | 2500 | 750 | 1000 | 1250 | 0.45 | 1 | 1 |  |  | true |  | "2026-03-03T14:19:38.281Z" | "2026-03-03T14:19:38.281Z" | PVC Conduit | 6" | 6000
126 | PVC-CONN-075 | 3/4" PVC Connector | 2 | PVC | 3/4" PVC Connector | Allied Tube | Atkore | EA | 2500 | 750 | 1000 | 1250 | 0.45 | 1 | 1 |  |  | true |  | "2026-03-03T14:19:38.281Z" | "2026-03-03T14:19:38.281Z" | PVC Connector | 3/4" | 750
127 | PVC-CONN-100 | 1" PVC Connector | 2 | PVC | 1" PVC Connector | Allied Tube | Atkore | EA | 2500 | 750 | 1000 | 1250 | 0.45 | 1 | 1 |  |  | true |  | "2026-03-03T14:19:38.281Z" | "2026-03-03T14:19:38.281Z" | PVC Connector | 1" | 1000
128 | PVC-CONN-125 | 1-1/4" PVC Connector | 2 | PVC | 1-1/4" PVC Connector | Allied Tube | Atkore | EA | 2500 | 750 | 1000 | 1250 | 0.45 | 1 | 1 |  |  | true |  | "2026-03-03T14:19:38.281Z" | "2026-03-03T14:19:38.281Z" | PVC Connector | 1-1/4" | 1250
129 | PVC-CONN-150 | 1-1/2" PVC Connector | 2 | PVC | 1-1/2" PVC Connector | Allied Tube | Atkore | EA | 2500 | 750 | 1000 | 1250 | 0.45 | 1 | 1 |  |  | true |  | "2026-03-03T14:19:38.281Z" | "2026-03-03T14:19:38.281Z" | PVC Connector | 1-1/2" | 1500
130 | PVC-CONN-200 | 2" PVC Connector | 2 | PVC | 2" PVC Connector | Allied Tube | Atkore | EA | 2500 | 750 | 1000 | 1250 | 0.45 | 1 | 1 |  |  | true |  | "2026-03-03T14:19:38.281Z" | "2026-03-03T14:19:38.281Z" | PVC Connector | 2" | 2000
131 | PVC-CONN-300 | 3" PVC Connector | 2 | PVC | 3" PVC Connector | Allied Tube | Atkore | EA | 2500 | 750 | 1000 | 1250 | 0.45 | 1 | 1 |  |  | true |  | "2026-03-03T14:19:38.281Z" | "2026-03-03T14:19:38.281Z" | PVC Connector | 3" | 3000
132 | PVC-CONN-400 | 4" PVC Connector | 2 | PVC | 4" PVC Connector | Allied Tube | Atkore | EA | 2500 | 750 | 1000 | 1250 | 0.45 | 1 | 1 |  |  | true |  | "2026-03-03T14:19:38.281Z" | "2026-03-03T14:19:38.281Z" | PVC Connector | 4" | 4000
133 | PVC-CONN-600 | 6" PVC Connector | 2 | PVC | 6" PVC Connector | Allied Tube | Atkore | EA | 2500 | 750 | 1000 | 1250 | 0.45 | 1 | 1 |  |  | true |  | "2026-03-03T14:19:38.281Z" | "2026-03-03T14:19:38.281Z" | PVC Connector | 6" | 6000
134 | PVC-CPL-075 | 3/4" PVC Coupling | 2 | PVC | 3/4" PVC Coupling | Allied Tube | Atkore | EA | 2500 | 750 | 1000 | 1250 | 0.45 | 1 | 1 |  |  | true |  | "2026-03-03T14:19:38.281Z" | "2026-03-03T14:19:38.281Z" | PVC Coupling | 3/4" | 750
135 | PVC-CPL-100 | 1" PVC Coupling | 2 | PVC | 1" PVC Coupling | Allied Tube | Atkore | EA | 2500 | 750 | 1000 | 1250 | 0.45 | 1 | 1 |  |  | true |  | "2026-03-03T14:19:38.281Z" | "2026-03-03T14:19:38.281Z" | PVC Coupling | 1" | 1000
136 | PVC-CPL-125 | 1-1/4" PVC Coupling | 2 | PVC | 1-1/4" PVC Coupling | Allied Tube | Atkore | EA | 2500 | 750 | 1000 | 1250 | 0.45 | 1 | 1 |  |  | true |  | "2026-03-03T14:19:38.281Z" | "2026-03-03T14:19:38.281Z" | PVC Coupling | 1-1/4" | 1250
137 | PVC-CPL-150 | 1-1/2" PVC Coupling | 2 | PVC | 1-1/2" PVC Coupling | Allied Tube | Atkore | EA | 2500 | 750 | 1000 | 1250 | 0.45 | 1 | 1 |  |  | true |  | "2026-03-03T14:19:38.281Z" | "2026-03-03T14:19:38.281Z" | PVC Coupling | 1-1/2" | 1500
138 | PVC-CPL-200 | 2" PVC Coupling | 2 | PVC | 2" PVC Coupling | Allied Tube | Atkore | EA | 2500 | 750 | 1000 | 1250 | 0.45 | 1 | 1 |  |  | true |  | "2026-03-03T14:19:38.281Z" | "2026-03-03T14:19:38.281Z" | PVC Coupling | 2" | 2000
139 | PVC-CPL-300 | 3" PVC Coupling | 2 | PVC | 3" PVC Coupling | Allied Tube | Atkore | EA | 2500 | 750 | 1000 | 1250 | 0.45 | 1 | 1 |  |  | true |  | "2026-03-03T14:19:38.281Z" | "2026-03-03T14:19:38.281Z" | PVC Coupling | 3" | 3000
140 | PVC-CPL-400 | 4" PVC Coupling | 2 | PVC | 4" PVC Coupling | Allied Tube | Atkore | EA | 2500 | 750 | 1000 | 1250 | 0.45 | 1 | 1 |  |  | true |  | "2026-03-03T14:19:38.281Z" | "2026-03-03T14:19:38.281Z" | PVC Coupling | 4" | 4000
141 | PVC-CPL-600 | 6" PVC Coupling | 2 | PVC | 6" PVC Coupling | Allied Tube | Atkore | EA | 2500 | 750 | 1000 | 1250 | 0.45 | 1 | 1 |  |  | true |  | "2026-03-03T14:19:38.281Z" | "2026-03-03T14:19:38.281Z" | PVC Coupling | 6" | 6000
142 | EMT-PB-050 | 1/2" Plastic Bushing | 2 | Fittings | 1/2" Plastic Bushing | Allied Tube | Atkore | EA | 2500 | 750 | 1000 | 1250 | 0.45 | 1 | 1 |  |  | true |  | "2026-03-03T14:19:38.281Z" | "2026-03-03T14:19:38.281Z" | Plastic Bushing | 1/2" | 500
143 | EMT-PB-075 | 3/4" Plastic Bushing | 2 | Fittings | 3/4" Plastic Bushing | Allied Tube | Atkore | EA | 2500 | 750 | 1000 | 1250 | 0.45 | 1 | 1 |  |  | true |  | "2026-03-03T14:19:38.281Z" | "2026-03-03T14:19:38.281Z" | Plastic Bushing | 3/4" | 750
144 | EMT-PB-100 | 1" Plastic Bushing | 2 | Fittings | 1" Plastic Bushing | Allied Tube | Atkore | EA | 2500 | 750 | 1000 | 1250 | 0.45 | 1 | 1 |  |  | true |  | "2026-03-03T14:19:38.281Z" | "2026-03-03T14:19:38.281Z" | Plastic Bushing | 1" | 1000
145 | EMT-PB-125 | 1-1/4" Plastic Bushing | 2 | Fittings | 1-1/4" Plastic Bushing | Allied Tube | Atkore | EA | 2500 | 750 | 1000 | 1250 | 0.45 | 1 | 1 |  |  | true |  | "2026-03-03T14:19:38.281Z" | "2026-03-03T14:19:38.281Z" | Plastic Bushing | 1-1/4" | 1250
146 | EMT-PB-150 | 1-1/2" Plastic Bushing | 2 | Fittings | 1-1/2" Plastic Bushing | Allied Tube | Atkore | EA | 2500 | 750 | 1000 | 1250 | 0.45 | 1 | 1 |  |  | true |  | "2026-03-03T14:19:38.281Z" | "2026-03-03T14:19:38.281Z" | Plastic Bushing | 1-1/2" | 1500
147 | EMT-PB-200 | 2" Plastic Bushing | 2 | Fittings | 2" Plastic Bushing | Allied Tube | Atkore | EA | 2500 | 750 | 1000 | 1250 | 0.45 | 1 | 1 |  |  | true |  | "2026-03-03T14:19:38.281Z" | "2026-03-03T14:19:38.281Z" | Plastic Bushing | 2" | 2000
148 | EMT-PB-300 | 3" Plastic Bushing | 2 | Fittings | 3" Plastic Bushing | Allied Tube | Atkore | EA | 2500 | 750 | 1000 | 1250 | 0.45 | 1 | 1 |  |  | true |  | "2026-03-03T14:19:38.281Z" | "2026-03-03T14:19:38.281Z" | Plastic Bushing | 3" | 3000
149 | EMT-PB-400 | 4" Plastic Bushing | 2 | Fittings | 4" Plastic Bushing | Allied Tube | Atkore | EA | 2500 | 750 | 1000 | 1250 | 0.45 | 1 | 1 |  |  | true |  | "2026-03-03T14:19:38.281Z" | "2026-03-03T14:19:38.281Z" | Plastic Bushing | 4" | 4000
150 | EMT-PB-600 | 6" Plastic Bushing | 2 | Fittings | 6" Plastic Bushing | Allied Tube | Atkore | EA | 2500 | 750 | 1000 | 1250 | 0.45 | 1 | 1 |  |  | true |  | "2026-03-03T14:19:38.281Z" | "2026-03-03T14:19:38.281Z" | Plastic Bushing | 6" | 6000
151 | EMT-GB-050 | 1/2" Ground Bushing | 2 | Fittings | 1/2" Ground Bushing | Allied Tube | Atkore | EA | 2500 | 750 | 1000 | 1250 | 0.45 | 1 | 1 |  |  | true |  | "2026-03-03T14:19:38.281Z" | "2026-03-03T14:19:38.281Z" | Ground Bushing | 1/2" | 500
152 | EMT-GB-075 | 3/4" Ground Bushing | 2 | Fittings | 3/4" Ground Bushing | Allied Tube | Atkore | EA | 2500 | 750 | 1000 | 1250 | 0.45 | 1 | 1 |  |  | true |  | "2026-03-03T14:19:38.281Z" | "2026-03-03T14:19:38.281Z" | Ground Bushing | 3/4" | 750
153 | EMT-GB-100 | 1" Ground Bushing | 2 | Fittings | 1" Ground Bushing | Allied Tube | Atkore | EA | 2500 | 750 | 1000 | 1250 | 0.45 | 1 | 1 |  |  | true |  | "2026-03-03T14:19:38.281Z" | "2026-03-03T14:19:38.281Z" | Ground Bushing | 1" | 1000
154 | EMT-GB-125 | 1-1/4" Ground Bushing | 2 | Fittings | 1-1/4" Ground Bushing | Allied Tube | Atkore | EA | 2500 | 750 | 1000 | 1250 | 0.45 | 1 | 1 |  |  | true |  | "2026-03-03T14:19:38.281Z" | "2026-03-03T14:19:38.281Z" | Ground Bushing | 1-1/4" | 1250
155 | EMT-GB-150 | 1-1/2" Ground Bushing | 2 | Fittings | 1-1/2" Ground Bushing | Allied Tube | Atkore | EA | 2500 | 750 | 1000 | 1250 | 0.45 | 1 | 1 |  |  | true |  | "2026-03-03T14:19:38.281Z" | "2026-03-03T14:19:38.281Z" | Ground Bushing | 1-1/2" | 1500
156 | EMT-GB-200 | 2" Ground Bushing | 2 | Fittings | 2" Ground Bushing | Allied Tube | Atkore | EA | 2500 | 750 | 1000 | 1250 | 0.45 | 1 | 1 |  |  | true |  | "2026-03-03T14:19:38.281Z" | "2026-03-03T14:19:38.281Z" | Ground Bushing | 2" | 2000
157 | EMT-GB-300 | 3" Ground Bushing | 2 | Fittings | 3" Ground Bushing | Allied Tube | Atkore | EA | 2500 | 750 | 1000 | 1250 | 0.45 | 1 | 1 |  |  | true |  | "2026-03-03T14:19:38.281Z" | "2026-03-03T14:19:38.281Z" | Ground Bushing | 3" | 3000
158 | EMT-GB-400 | 4" Ground Bushing | 2 | Fittings | 4" Ground Bushing | Allied Tube | Atkore | EA | 2500 | 750 | 1000 | 1250 | 0.45 | 1 | 1 |  |  | true |  | "2026-03-03T14:19:38.281Z" | "2026-03-03T14:19:38.281Z" | Ground Bushing | 4" | 4000
159 | EMT-GB-600 | 6" Ground Bushing | 2 | Fittings | 6" Ground Bushing | Allied Tube | Atkore | EA | 2500 | 750 | 1000 | 1250 | 0.45 | 1 | 1 |  |  | true |  | "2026-03-03T14:19:38.281Z" | "2026-03-03T14:19:38.281Z" | Ground Bushing | 6" | 6000
160 | EMT-LKN-050 | 1/2" Locknut | 2 | Fittings | 1/2" Locknut | Allied Tube | Atkore | EA | 2500 | 750 | 1000 | 1250 | 0.45 | 1 | 1 |  |  | true |  | "2026-03-03T14:19:38.281Z" | "2026-03-03T14:19:38.281Z" | Locknut | 1/2" | 500
161 | EMT-LKN-075 | 3/4" Locknut | 2 | Fittings | 3/4" Locknut | Allied Tube | Atkore | EA | 2500 | 750 | 1000 | 1250 | 0.45 | 1 | 1 |  |  | true |  | "2026-03-03T14:19:38.281Z" | "2026-03-03T14:19:38.281Z" | Locknut | 3/4" | 750
162 | EMT-LKN-100 | 1" Locknut | 2 | Fittings | 1" Locknut | Allied Tube | Atkore | EA | 2500 | 750 | 1000 | 1250 | 0.45 | 1 | 1 |  |  | true |  | "2026-03-03T14:19:38.281Z" | "2026-03-03T14:19:38.281Z" | Locknut | 1" | 1000
163 | EMT-LKN-125 | 1-1/4" Locknut | 2 | Fittings | 1-1/4" Locknut | Allied Tube | Atkore | EA | 2500 | 750 | 1000 | 1250 | 0.45 | 1 | 1 |  |  | true |  | "2026-03-03T14:19:38.281Z" | "2026-03-03T14:19:38.281Z" | Locknut | 1-1/4" | 1250
164 | EMT-LKN-150 | 1-1/2" Locknut | 2 | Fittings | 1-1/2" Locknut | Allied Tube | Atkore | EA | 2500 | 750 | 1000 | 1250 | 0.45 | 1 | 1 |  |  | true |  | "2026-03-03T14:19:38.281Z" | "2026-03-03T14:19:38.281Z" | Locknut | 1-1/2" | 1500
165 | EMT-LKN-200 | 2" Locknut | 2 | Fittings | 2" Locknut | Allied Tube | Atkore | EA | 2500 | 750 | 1000 | 1250 | 0.45 | 1 | 1 |  |  | true |  | "2026-03-03T14:19:38.281Z" | "2026-03-03T14:19:38.281Z" | Locknut | 2" | 2000
166 | EMT-LKN-300 | 3" Locknut | 2 | Fittings | 3" Locknut | Allied Tube | Atkore | EA | 2500 | 750 | 1000 | 1250 | 0.45 | 1 | 1 |  |  | true |  | "2026-03-03T14:19:38.281Z" | "2026-03-03T14:19:38.281Z" | Locknut | 3" | 3000
167 | EMT-LKN-400 | 4" Locknut | 2 | Fittings | 4" Locknut | Allied Tube | Atkore | EA | 2500 | 750 | 1000 | 1250 | 0.45 | 1 | 1 |  |  | true |  | "2026-03-03T14:19:38.281Z" | "2026-03-03T14:19:38.281Z" | Locknut | 4" | 4000
168 | EMT-LKN-600 | 6" Locknut | 2 | Fittings | 6" Locknut | Allied Tube | Atkore | EA | 2500 | 750 | 1000 | 1250 | 0.45 | 1 | 1 |  |  | true |  | "2026-03-03T14:19:38.281Z" | "2026-03-03T14:19:38.281Z" | Locknut | 6" | 6000
363 | MFC-CON-050 | 1/2" Metal Flexible Conduit | 2 | Flexible | 1/2" metal flexible conduit | ABB | T&B | FT | 400 | 120 | 180 | 300 | 1.35 | 1 | 1 |  |  | 1 |  | 2026-03-03T14:19:38.281Z | 2026-03-03T14:19:38.281Z | Metal Flexible Conduit | 1/2" | 500
364 | MFC-ST-050 | 1/2" Metal Flexible Conduit Connector Straight | 2 | Flexible | 1/2" straight metal flexible conduit connector | ABB | T&B | EA | 60 | 20 | 30 | 60 | 3.2 | 1 | 1 |  |  | 1 |  | 2026-03-03T14:19:38.281Z | 2026-03-03T14:19:38.281Z | Metal Flexible Conduit Connector Straight | 1/2" | 500
365 | MFC-90-050 | 1/2" Metal Flexible Conduit Connector 90° | 2 | Flexible | 1/2" 90 degree metal flexible conduit connector | ABB | T&B | EA | 40 | 12 | 20 | 40 | 4.2 | 1 | 1 |  |  | 1 |  | 2026-03-03T14:19:38.281Z | 2026-03-03T14:19:38.281Z | Metal Flexible Conduit Connector 90° | 1/2" | 500
366 | MFC-CON-075 | 3/4" Metal Flexible Conduit | 2 | Flexible | 3/4" metal flexible conduit | ABB | T&B | FT | 400 | 120 | 180 | 300 | 1.35 | 1 | 1 |  |  | 1 |  | 2026-03-03T14:19:38.281Z | 2026-03-03T14:19:38.281Z | Metal Flexible Conduit | 3/4" | 750
367 | MFC-ST-075 | 3/4" Metal Flexible Conduit Connector Straight | 2 | Flexible | 3/4" straight metal flexible conduit connector | ABB | T&B | EA | 60 | 20 | 30 | 60 | 3.2 | 1 | 1 |  |  | 1 |  | 2026-03-03T14:19:38.281Z | 2026-03-03T14:19:38.281Z | Metal Flexible Conduit Connector Straight | 3/4" | 750
368 | MFC-90-075 | 3/4" Metal Flexible Conduit Connector 90° | 2 | Flexible | 3/4" 90 degree metal flexible conduit connector | ABB | T&B | EA | 40 | 12 | 20 | 40 | 4.2 | 1 | 1 |  |  | 1 |  | 2026-03-03T14:19:38.281Z | 2026-03-03T14:19:38.281Z | Metal Flexible Conduit Connector 90° | 3/4" | 750
369 | MFC-CON-100 | 1" Metal Flexible Conduit | 2 | Flexible | 1" metal flexible conduit | ABB | T&B | FT | 400 | 120 | 180 | 300 | 1.35 | 1 | 1 |  |  | 1 |  | 2026-03-03T14:19:38.281Z | 2026-03-03T14:19:38.281Z | Metal Flexible Conduit | 1" | 1000
370 | MFC-ST-100 | 1" Metal Flexible Conduit Connector Straight | 2 | Flexible | 1" straight metal flexible conduit connector | ABB | T&B | EA | 60 | 20 | 30 | 60 | 3.2 | 1 | 1 |  |  | 1 |  | 2026-03-03T14:19:38.281Z | 2026-03-03T14:19:38.281Z | Metal Flexible Conduit Connector Straight | 1" | 1000
371 | MFC-90-100 | 1" Metal Flexible Conduit Connector 90° | 2 | Flexible | 1" 90 degree metal flexible conduit connector | ABB | T&B | EA | 40 | 12 | 20 | 40 | 4.2 | 1 | 1 |  |  | 1 |  | 2026-03-03T14:19:38.281Z | 2026-03-03T14:19:38.281Z | Metal Flexible Conduit Connector 90° | 1" | 1000
372 | MFC-CON-125 | 1-1/4" Metal Flexible Conduit | 2 | Flexible | 1-1/4" metal flexible conduit | ABB | T&B | FT | 400 | 120 | 180 | 300 | 1.35 | 1 | 1 |  |  | 1 |  | 2026-03-03T14:19:38.281Z | 2026-03-03T14:19:38.281Z | Metal Flexible Conduit | 1-1/4" | 1250
373 | MFC-ST-125 | 1-1/4" Metal Flexible Conduit Connector Straight | 2 | Flexible | 1-1/4" straight metal flexible conduit connector | ABB | T&B | EA | 60 | 20 | 30 | 60 | 3.2 | 1 | 1 |  |  | 1 |  | 2026-03-03T14:19:38.281Z | 2026-03-03T14:19:38.281Z | Metal Flexible Conduit Connector Straight | 1-1/4" | 1250
374 | MFC-90-125 | 1-1/4" Metal Flexible Conduit Connector 90° | 2 | Flexible | 1-1/4" 90 degree metal flexible conduit connector | ABB | T&B | EA | 40 | 12 | 20 | 40 | 4.2 | 1 | 1 |  |  | 1 |  | 2026-03-03T14:19:38.281Z | 2026-03-03T14:19:38.281Z | Metal Flexible Conduit Connector 90° | 1-1/4" | 1250
375 | MFC-CON-150 | 1-1/2" Metal Flexible Conduit | 2 | Flexible | 1-1/2" metal flexible conduit | ABB | T&B | FT | 400 | 120 | 180 | 300 | 1.35 | 1 | 1 |  |  | 1 |  | 2026-03-03T14:19:38.281Z | 2026-03-03T14:19:38.281Z | Metal Flexible Conduit | 1-1/2" | 1500
376 | MFC-ST-150 | 1-1/2" Metal Flexible Conduit Connector Straight | 2 | Flexible | 1-1/2" straight metal flexible conduit connector | ABB | T&B | EA | 60 | 20 | 30 | 60 | 3.2 | 1 | 1 |  |  | 1 |  | 2026-03-03T14:19:38.281Z | 2026-03-03T14:19:38.281Z | Metal Flexible Conduit Connector Straight | 1-1/2" | 1500
377 | MFC-90-150 | 1-1/2" Metal Flexible Conduit Connector 90° | 2 | Flexible | 1-1/2" 90 degree metal flexible conduit connector | ABB | T&B | EA | 40 | 12 | 20 | 40 | 4.2 | 1 | 1 |  |  | 1 |  | 2026-03-03T14:19:38.281Z | 2026-03-03T14:19:38.281Z | Metal Flexible Conduit Connector 90° | 1-1/2" | 1500
378 | MFC-CON-200 | 2" Metal Flexible Conduit | 2 | Flexible | 2" metal flexible conduit | ABB | T&B | FT | 400 | 120 | 180 | 300 | 1.35 | 1 | 1 |  |  | 1 |  | 2026-03-03T14:19:38.281Z | 2026-03-03T14:19:38.281Z | Metal Flexible Conduit | 2" | 2000
379 | MFC-ST-200 | 2" Metal Flexible Conduit Connector Straight | 2 | Flexible | 2" straight metal flexible conduit connector | ABB | T&B | EA | 60 | 20 | 30 | 60 | 3.2 | 1 | 1 |  |  | 1 |  | 2026-03-03T14:19:38.281Z | 2026-03-03T14:19:38.281Z | Metal Flexible Conduit Connector Straight | 2" | 2000
380 | MFC-90-200 | 2" Metal Flexible Conduit Connector 90° | 2 | Flexible | 2" 90 degree metal flexible conduit connector | ABB | T&B | EA | 40 | 12 | 20 | 40 | 4.2 | 1 | 1 |  |  | 1 |  | 2026-03-03T14:19:38.281Z | 2026-03-03T14:19:38.281Z | Metal Flexible Conduit Connector 90° | 2" | 2000
381 | LQT-CON-050 | 1/2" Liquidtight Flexible Conduit | 2 | Flexible | 1/2" liquidtight flexible conduit | ABB | T&B | FT | 300 | 90 | 150 | 300 | 1.95 | 1 | 1 |  |  | 1 |  | 2026-03-03T14:19:38.281Z | 2026-03-03T14:19:38.281Z | Liquidtight Flexible Conduit | 1/2" | 500
382 | LQT-ST-050 | 1/2" Liquidtight Flexible Conduit Connector Straight | 2 | Flexible | 1/2" straight liquidtight flexible conduit connector | ABB | T&B | EA | 50 | 15 | 24 | 50 | 4.8 | 1 | 1 |  |  | 1 |  | 2026-03-03T14:19:38.281Z | 2026-03-03T14:19:38.281Z | Liquidtight Flexible Conduit Connector Straight | 1/2" | 500
383 | LQT-90-050 | 1/2" Liquidtight Flexible Conduit Connector 90° | 2 | Flexible | 1/2" 90 degree liquidtight flexible conduit connector | ABB | T&B | EA | 36 | 12 | 18 | 36 | 6.1 | 1 | 1 |  |  | 1 |  | 2026-03-03T14:19:38.281Z | 2026-03-03T14:19:38.281Z | Liquidtight Flexible Conduit Connector 90° | 1/2" | 500
384 | LQT-CON-075 | 3/4" Liquidtight Flexible Conduit | 2 | Flexible | 3/4" liquidtight flexible conduit | ABB | T&B | FT | 300 | 90 | 150 | 300 | 1.95 | 1 | 1 |  |  | 1 |  | 2026-03-03T14:19:38.281Z | 2026-03-03T14:19:38.281Z | Liquidtight Flexible Conduit | 3/4" | 750
385 | LQT-ST-075 | 3/4" Liquidtight Flexible Conduit Connector Straight | 2 | Flexible | 3/4" straight liquidtight flexible conduit connector | ABB | T&B | EA | 50 | 15 | 24 | 50 | 4.8 | 1 | 1 |  |  | 1 |  | 2026-03-03T14:19:38.281Z | 2026-03-03T14:19:38.281Z | Liquidtight Flexible Conduit Connector Straight | 3/4" | 750
386 | LQT-90-075 | 3/4" Liquidtight Flexible Conduit Connector 90° | 2 | Flexible | 3/4" 90 degree liquidtight flexible conduit connector | ABB | T&B | EA | 36 | 12 | 18 | 36 | 6.1 | 1 | 1 |  |  | 1 |  | 2026-03-03T14:19:38.281Z | 2026-03-03T14:19:38.281Z | Liquidtight Flexible Conduit Connector 90° | 3/4" | 750
387 | LQT-CON-100 | 1" Liquidtight Flexible Conduit | 2 | Flexible | 1" liquidtight flexible conduit | ABB | T&B | FT | 300 | 90 | 150 | 300 | 1.95 | 1 | 1 |  |  | 1 |  | 2026-03-03T14:19:38.281Z | 2026-03-03T14:19:38.281Z | Liquidtight Flexible Conduit | 1" | 1000
388 | LQT-ST-100 | 1" Liquidtight Flexible Conduit Connector Straight | 2 | Flexible | 1" straight liquidtight flexible conduit connector | ABB | T&B | EA | 50 | 15 | 24 | 50 | 4.8 | 1 | 1 |  |  | 1 |  | 2026-03-03T14:19:38.281Z | 2026-03-03T14:19:38.281Z | Liquidtight Flexible Conduit Connector Straight | 1" | 1000
389 | LQT-90-100 | 1" Liquidtight Flexible Conduit Connector 90° | 2 | Flexible | 1" 90 degree liquidtight flexible conduit connector | ABB | T&B | EA | 36 | 12 | 18 | 36 | 6.1 | 1 | 1 |  |  | 1 |  | 2026-03-03T14:19:38.281Z | 2026-03-03T14:19:38.281Z | Liquidtight Flexible Conduit Connector 90° | 1" | 1000
390 | LQT-CON-125 | 1-1/4" Liquidtight Flexible Conduit | 2 | Flexible | 1-1/4" liquidtight flexible conduit | ABB | T&B | FT | 300 | 90 | 150 | 300 | 1.95 | 1 | 1 |  |  | 1 |  | 2026-03-03T14:19:38.281Z | 2026-03-03T14:19:38.281Z | Liquidtight Flexible Conduit | 1-1/4" | 1250
391 | LQT-ST-125 | 1-1/4" Liquidtight Flexible Conduit Connector Straight | 2 | Flexible | 1-1/4" straight liquidtight flexible conduit connector | ABB | T&B | EA | 50 | 15 | 24 | 50 | 4.8 | 1 | 1 |  |  | 1 |  | 2026-03-03T14:19:38.281Z | 2026-03-03T14:19:38.281Z | Liquidtight Flexible Conduit Connector Straight | 1-1/4" | 1250
392 | LQT-90-125 | 1-1/4" Liquidtight Flexible Conduit Connector 90° | 2 | Flexible | 1-1/4" 90 degree liquidtight flexible conduit connector | ABB | T&B | EA | 36 | 12 | 18 | 36 | 6.1 | 1 | 1 |  |  | 1 |  | 2026-03-03T14:19:38.281Z | 2026-03-03T14:19:38.281Z | Liquidtight Flexible Conduit Connector 90° | 1-1/4" | 1250
393 | LQT-CON-150 | 1-1/2" Liquidtight Flexible Conduit | 2 | Flexible | 1-1/2" liquidtight flexible conduit | ABB | T&B | FT | 300 | 90 | 150 | 300 | 1.95 | 1 | 1 |  |  | 1 |  | 2026-03-03T14:19:38.281Z | 2026-03-03T14:19:38.281Z | Liquidtight Flexible Conduit | 1-1/2" | 1500
394 | LQT-ST-150 | 1-1/2" Liquidtight Flexible Conduit Connector Straight | 2 | Flexible | 1-1/2" straight liquidtight flexible conduit connector | ABB | T&B | EA | 50 | 15 | 24 | 50 | 4.8 | 1 | 1 |  |  | 1 |  | 2026-03-03T14:19:38.281Z | 2026-03-03T14:19:38.281Z | Liquidtight Flexible Conduit Connector Straight | 1-1/2" | 1500
395 | LQT-90-150 | 1-1/2" Liquidtight Flexible Conduit Connector 90° | 2 | Flexible | 1-1/2" 90 degree liquidtight flexible conduit connector | ABB | T&B | EA | 36 | 12 | 18 | 36 | 6.1 | 1 | 1 |  |  | 1 |  | 2026-03-03T14:19:38.281Z | 2026-03-03T14:19:38.281Z | Liquidtight Flexible Conduit Connector 90° | 1-1/2" | 1500
396 | LQT-CON-200 | 2" Liquidtight Flexible Conduit | 2 | Flexible | 2" liquidtight flexible conduit | ABB | T&B | FT | 300 | 90 | 150 | 300 | 1.95 | 1 | 1 |  |  | 1 |  | 2026-03-03T14:19:38.281Z | 2026-03-03T14:19:38.281Z | Liquidtight Flexible Conduit | 2" | 2000
397 | LQT-ST-200 | 2" Liquidtight Flexible Conduit Connector Straight | 2 | Flexible | 2" straight liquidtight flexible conduit connector | ABB | T&B | EA | 50 | 15 | 24 | 50 | 4.8 | 1 | 1 |  |  | 1 |  | 2026-03-03T14:19:38.281Z | 2026-03-03T14:19:38.281Z | Liquidtight Flexible Conduit Connector Straight | 2" | 2000
398 | LQT-90-200 | 2" Liquidtight Flexible Conduit Connector 90° | 2 | Flexible | 2" 90 degree liquidtight flexible conduit connector | ABB | T&B | EA | 36 | 12 | 18 | 36 | 6.1 | 1 | 1 |  |  | 1 |  | 2026-03-03T14:19:38.281Z | 2026-03-03T14:19:38.281Z | Liquidtight Flexible Conduit Connector 90° | 2" | 2000

## SUPPORTS_STRUT
id | sku | name | category_id | subcategory | description | brand | manufacturer | unit_of_measure | quantity_on_hand | minimum_stock | reorder_point | reorder_quantity | unit_cost | supplier_id | primary_location_id | bin_location | status_override | is_active | notes | created_at | updated_at | base_item_name | size_label | size_sort_value
169 | ANG-2H | Standard Corner Angle | 3 | Fittings | Standard Corner Angle | Unistrut | Atkore | EA | 800 | 150 | 250 | 500 | 2.15 | 2 | 1 |  |  | true |  | "2026-03-03T14:19:38.281Z" | "2026-03-03T14:19:38.281Z" | Corner Angle | Standard | 1000
170 | ANG-2H-2 | Standard Corner Angle | 3 | Fittings | Standard Corner Angle | Unistrut | Atkore | EA | 800 | 150 | 250 | 500 | 2.15 | 2 | 1 |  |  | true |  | "2026-03-03T14:19:38.281Z" | "2026-03-03T14:19:38.281Z" | Corner Angle | Standard | 1000
171 | STR-SLD-20 | 1-5/8" x 20ft Solid Strut Channel | 3 | Strut | Sigle Unistrut For Raceway | Unistrut | Atkore | FT | 800 | 150 | 250 | 500 | 2.15 | 2 | 1 |  |  | true |  | "2026-03-03T14:19:38.281Z" | "2026-03-03T14:19:38.281Z" | Solid Strut Channel | 1-5/8" x 20ft | 1581
172 | STR-SLT-20 | 1-5/8" x 20ft Slotted Strut Channel | 3 | Strut | Single Unistrut 20ft | Unistrut | Atkore | FT | 800 | 150 | 250 | 500 | 2.15 | 2 | 1 |  |  | true |  | "2026-03-03T14:19:38.281Z" | "2026-03-03T14:19:38.281Z" | Slotted Strut Channel | 1-5/8" x 20ft | 1625
173 | STR-B2B-20 | 1-5/8" x 20ft Back-to-Back Slotted Strut Channel | 3 | Strut | Double Unistrut 20ft | Unistrut | Atkore | FT | 300 | 150 | 250 | 500 | 4.8 | 2 | 1 |  |  | true |  | "2026-03-03T14:19:38.281Z" | "2026-03-03T14:19:38.281Z" | Back-to-Back Slotted Strut Channel | 1-5/8" x 20ft | 1628
174 | TRD-025 | 1/4" Thread Rod | 3 | Supports | 1/4" Thread Rod | Unistrut | Atkore | FT | 600 | 150 | 250 | 500 | 0.55 | 2 | 1 |  |  | true |  | "2026-03-03T14:19:38.281Z" | "2026-03-03T14:19:38.281Z" | Thread Rod | 1/4" | 250
175 | TRD-038 | 3/8" Thread Rod | 3 | Supports | 3/8" Thread Rod | Unistrut | Atkore | FT | 1000 | 150 | 250 | 500 | 0.75 | 2 | 1 |  |  | true |  | "2026-03-03T14:19:38.281Z" | "2026-03-03T14:19:38.281Z" | Thread Rod | 3/8" | 375
176 | TRD-050 | 1/2" Thread Rod | 3 | Supports | 1/2" Thread Rod | Unistrut | Atkore | FT | 1000 | 150 | 250 | 500 | 1.1 | 2 | 1 |  |  | true |  | "2026-03-03T14:19:38.281Z" | "2026-03-03T14:19:38.281Z" | Thread Rod | 1/2" | 500
177 | TRD-062 | 5/8" Thread Rod | 3 | Supports | 5/8" Thread Rod | Unistrut | Atkore | FT | 600 | 150 | 250 | 500 | 1.85 | 2 | 1 |  |  | true |  | "2026-03-03T14:19:38.281Z" | "2026-03-03T14:19:38.281Z" | Thread Rod | 5/8" | 625
178 | SN-SN-025 | 1/4" Spring Nut | 3 | Hardware | 1/4" Spring Nut | Unistrut | Atkore | EA | 250 | 80 | 120 | 250 | 0.44 | 2 | 1 |  |  | true |  | "2026-03-03T14:19:38.281Z" | "2026-03-03T14:19:38.281Z" | Spring Nut | 1/4" | 250
179 | SN-SN-038 | 3/8" Spring Nut | 3 | Hardware | 3/8" Spring Nut | Unistrut | Atkore | EA | 500 | 80 | 120 | 250 | 0.48 | 2 | 1 |  |  | true |  | "2026-03-03T14:19:38.281Z" | "2026-03-03T14:19:38.281Z" | Spring Nut | 3/8" | 375
180 | SN-SN-050 | 1/2" Spring Nut | 3 | Hardware | 1/2" Spring Nut | Unistrut | Atkore | EA | 500 | 80 | 120 | 250 | 0.52 | 2 | 1 |  |  | true |  | "2026-03-03T14:19:38.281Z" | "2026-03-03T14:19:38.281Z" | Spring Nut | 1/2" | 500
181 | SN-SN-062 | 5/8" Spring Nut | 3 | Hardware | 5/8" Spring Nut | Unistrut | Atkore | EA | 250 | 80 | 120 | 250 | 0.57 | 2 | 1 |  |  | true |  | "2026-03-03T14:19:38.281Z" | "2026-03-03T14:19:38.281Z" | Spring Nut | 5/8" | 625
182 | TRD-CPL-025 | 1/4" Rod Coupling | 3 | Hardware | 1/4" Rod Coupling | Unistrut | Atkore | EA | 200 | 40 | 60 | 120 | 0.62 | 2 | 1 |  |  | true |  | "2026-03-03T14:19:38.281Z" | "2026-03-03T14:19:38.281Z" | Rod Coupling | 1/4" | 250
183 | TRD-CPL-038 | 3/8" Rod Coupling | 3 | Hardware | 3/8" Rod Coupling | Unistrut | Atkore | EA | 200 | 40 | 60 | 120 | 0.69 | 2 | 1 |  |  | true |  | "2026-03-03T14:19:38.281Z" | "2026-03-03T14:19:38.281Z" | Rod Coupling | 3/8" | 375
184 | TRD-CPL-050 | 1/2" Rod Coupling | 3 | Hardware | 1/2" Rod Coupling | Unistrut | Atkore | EA | 200 | 40 | 60 | 120 | 0.75 | 2 | 1 |  |  | true |  | "2026-03-03T14:19:38.281Z" | "2026-03-03T14:19:38.281Z" | Rod Coupling | 1/2" | 500
185 | TRD-CPL-062 | 5/8" Rod Coupling | 3 | Hardware | 5/8" Rod Coupling | Unistrut | Atkore | EA | 200 | 40 | 60 | 120 | 0.81 | 2 | 1 |  |  | true |  | "2026-03-03T14:19:38.281Z" | "2026-03-03T14:19:38.281Z" | Rod Coupling | 5/8" | 625
186 | CLP-BCL-STANDARD | Standard Beam Clamp Large | 3 | Hardware | Standard Beam Clamp Large | Unistrut | Atkore | EA | 120 | 25 | 40 | 80 | 3.25 | 2 | 1 |  |  | true |  | "2026-03-03T14:19:38.281Z" | "2026-03-03T14:19:38.281Z" | Beam Clamp Large | Standard | 1
187 | CLP-PIPE-075 | 3/4" Pipe Clamp | 3 | Supports | 3/4" Pipe Clamp | Minerallac | Atkore | EA | 160 | 10 | 20 | 40 | 0.9 | 2 | 1 |  |  | true |  | "2026-03-03T14:19:38.281Z" | "2026-03-03T14:19:38.281Z" | Pipe Clamp | 3/4" | 750
188 | CLP-PIPE-100 | 1" Pipe Clamp | 3 | Supports | 1" Pipe Clamp | Minerallac | Atkore | EA | 106 | 10 | 20 | 40 | 1.3 | 2 | 1 |  |  | true |  | "2026-03-03T14:19:38.281Z" | "2026-03-03T14:19:38.281Z" | Pipe Clamp | 1" | 1000
189 | CLP-PIPE-125 | 1-1/4" Pipe Clamp | 3 | Supports | 1-1/4" Pipe Clamp | Minerallac | Atkore | EA | 80 | 10 | 20 | 40 | 1.71 | 2 | 1 |  |  | true |  | "2026-03-03T14:19:38.281Z" | "2026-03-03T14:19:38.281Z" | Pipe Clamp | 1-1/4" | 1250
190 | CLP-PIPE-150 | 1-1/2" Pipe Clamp | 3 | Supports | 1-1/2" Pipe Clamp | Minerallac | Atkore | EA | 64 | 10 | 20 | 40 | 2.12 | 2 | 1 |  |  | true |  | "2026-03-03T14:19:38.281Z" | "2026-03-03T14:19:38.281Z" | Pipe Clamp | 1-1/2" | 1500
191 | CLP-PIPE-200 | 2" Pipe Clamp | 3 | Supports | 2" Pipe Clamp | Minerallac | Atkore | EA | 53 | 10 | 20 | 40 | 2.52 | 2 | 1 |  |  | true |  | "2026-03-03T14:19:38.281Z" | "2026-03-03T14:19:38.281Z" | Pipe Clamp | 2" | 2000
192 | CLP-PIPE-300 | 3" Pipe Clamp | 3 | Supports | 3" Pipe Clamp | Minerallac | Atkore | EA | 45 | 10 | 20 | 40 | 2.93 | 2 | 1 |  |  | true |  | "2026-03-03T14:19:38.281Z" | "2026-03-03T14:19:38.281Z" | Pipe Clamp | 3" | 3000
193 | CLP-PIPE-400 | 4" Pipe Clamp | 3 | Supports | 4" Pipe Clamp | Minerallac | Atkore | EA | 40 | 10 | 20 | 40 | 3.33 | 2 | 1 |  |  | true |  | "2026-03-03T14:19:38.281Z" | "2026-03-03T14:19:38.281Z" | Pipe Clamp | 4" | 4000
194 | CLP-PIPE-600 | 6" Pipe Clamp | 3 | Supports | 6" Pipe Clamp | Minerallac | Atkore | EA | 35 | 10 | 20 | 40 | 3.74 | 2 | 1 |  |  | true |  | "2026-03-03T14:19:38.281Z" | "2026-03-03T14:19:38.281Z" | Pipe Clamp | 6" | 6000
195 | STR-PB-STANDARD | Standard Post Base | 3 | Hardware | Standard Post Base | Unistrut | Atkore | EA | 120 | 25 | 40 | 80 | 6.5 | 2 | 1 |  |  | true |  | "2026-03-03T14:19:38.281Z" | "2026-03-03T14:19:38.281Z" | Post Base | Standard | 1
196 | STR-WSH-STANDARD | Standard Strut Washer | 3 | Hardware | Standard Strut Washer | Unistrut | Atkore | EA | 120 | 25 | 40 | 80 | 0.28 | 2 | 1 |  |  | true |  | "2026-03-03T14:19:38.281Z" | "2026-03-03T14:19:38.281Z" | Strut Washer | Standard | 1
399 | CLP-CON-075 | 3/4" Conduit Clamp | 3 | Supports | 3/4" conduit clamp | Minerallac | Minerallac | EA | 80 | 24 | 40 | 80 | 2.9 | 2 | 1 |  |  | 1 |  | 2026-03-03T14:19:38.281Z | 2026-03-03T14:19:38.281Z | Conduit Clamp | 3/4" | 750
400 | CLP-CON-100 | 1" Conduit Clamp | 3 | Supports | 1" conduit clamp | Minerallac | Minerallac | EA | 80 | 24 | 40 | 80 | 2.9 | 2 | 1 |  |  | 1 |  | 2026-03-03T14:19:38.281Z | 2026-03-03T14:19:38.281Z | Conduit Clamp | 1" | 1000
401 | CLP-CON-125 | 1-1/4" Conduit Clamp | 3 | Supports | 1-1/4" conduit clamp | Minerallac | Minerallac | EA | 80 | 24 | 40 | 80 | 2.9 | 2 | 1 |  |  | 1 |  | 2026-03-03T14:19:38.281Z | 2026-03-03T14:19:38.281Z | Conduit Clamp | 1-1/4" | 1250

## CABLE_WIRE
id | sku | name | category_id | subcategory | description | brand | manufacturer | unit_of_measure | quantity_on_hand | minimum_stock | reorder_point | reorder_quantity | unit_cost | supplier_id | primary_location_id | bin_location | status_override | is_active | notes | created_at | updated_at | base_item_name | size_label | size_sort_value
224 | CAT6 | Blue Cat6 Cable | 4 | Cable | Blue Cat6 Cable | Southwire | Southwire | BOX | 20 | 5 | 8 | 12 | 165 | 3 | 2 |  |  | true |  | "2026-03-03T14:19:38.281Z" | "2026-03-03T14:19:38.281Z" | Cat6 Cable | Blue | 500
225 | CTRL-182 | 18/2 Control Cable | 4 | Cable | 18/2 Control Cable | Southwire | Southwire | FT | 250 | 50 | 80 | 150 | 0.58 | 3 | 2 |  |  | true |  | "2026-03-03T14:19:38.281Z" | "2026-03-03T14:19:38.281Z" | Control Cable | 18/2 | 500
226 | CTRL-184 | 18/4 Control Cable | 4 | Cable | 18/4 Control Cable | Southwire | Southwire | FT | 250 | 50 | 80 | 150 | 0.82 | 3 | 2 |  |  | true |  | "2026-03-03T14:19:38.281Z" | "2026-03-03T14:19:38.281Z" | Control Cable | 18/4 | 500
227 | SOOW-104 | 10/4 SOOW Cable | 4 | Cable | 10/4 SOOW Cable | Southwire | Southwire | FT | 250 | 50 | 80 | 150 | 3.95 | 3 | 2 |  |  | true |  | "2026-03-03T14:19:38.281Z" | "2026-03-03T14:19:38.281Z" | SOOW Cable | 10/4 | 500
228 | SOOW-64 | 6/4 SOOW Cable | 4 | Cable | 6/4 SOOW Cable | Southwire | Southwire | FT | 250 | 50 | 80 | 150 | 7.2 | 3 | 2 |  |  | true |  | "2026-03-03T14:19:38.281Z" | "2026-03-03T14:19:38.281Z" | SOOW Cable | 6/4 | 500
477 | WIRE-12 | #12 Wire | 4 | Single Conductor | #12 Single Conductor (THHN/THWN) - Stranded | Southwire | Southwire | FT | 5000 | 500 | 750 | 1500 | 0.28 | 3 | 2 |  |  | true |  | "2026-03-03T14:19:38.281Z" | "2026-03-03T14:19:38.281Z" | Wire | #12 | 12
478 | WIRE-10 | #10 Wire | 4 | Single Conductor | #10 Single Conductor (THHN/THWN) - Stranded | Southwire | Southwire | FT | 5000 | 500 | 750 | 1500 | 0.42 | 3 | 2 |  |  | true |  | "2026-03-03T14:19:38.281Z" | "2026-03-03T14:19:38.281Z" | Wire | #10 | 10
479 | WIRE-08 | #8 Wire | 4 | Single Conductor | #8 Single Conductor (THHN/THWN) - Stranded | Southwire | Southwire | FT | 5000 | 500 | 750 | 1500 | 0.68 | 3 | 2 |  |  | true |  | "2026-03-03T14:19:38.281Z" | "2026-03-03T14:19:38.281Z" | Wire | #8 | 8
480 | WIRE-06 | #6 Wire | 4 | Single Conductor | #6 Single Conductor (THHN/THWN) - Stranded | Southwire | Southwire | FT | 5000 | 500 | 750 | 1500 | 1.05 | 3 | 2 |  |  | true |  | "2026-03-03T14:19:38.281Z" | "2026-03-03T14:19:38.281Z" | Wire | #6 | 6
481 | WIRE-04 | #4 Wire | 4 | Single Conductor | #4 Single Conductor (THHN/THWN) - Stranded | Southwire | Southwire | FT | 5000 | 500 | 750 | 1500 | 1.55 | 3 | 2 |  |  | true |  | "2026-03-03T14:19:38.281Z" | "2026-03-03T14:19:38.281Z" | Wire | #4 | 4
482 | WIRE-02 | #2 Wire | 4 | Single Conductor | #2 Single Conductor (THHN/THWN) - Stranded | Southwire | Southwire | FT | 5000 | 500 | 750 | 1500 | 2.35 | 3 | 2 |  |  | true |  | "2026-03-03T14:19:38.281Z" | "2026-03-03T14:19:38.281Z" | Wire | #2 | 2
483 | WIRE-1O | 1/0 Wire | 4 | Single Conductor | 1/0 Single Conductor (THHN/THWN) - Stranded | Southwire | Southwire | FT | 2500 | 500 | 750 | 1500 | 3.95 | 3 | 2 |  |  | true |  | "2026-03-03T14:19:38.281Z" | "2026-03-03T14:19:38.281Z" | Wire | 1/0 | -1
484 | WIRE-2O | 2/0 Wire | 4 | Single Conductor | 2/0 Single Conductor (THHN/THWN) - Stranded | Southwire | Southwire | FT | 2500 | 500 | 750 | 1500 | 4.95 | 3 | 2 |  |  | true |  | "2026-03-03T14:19:38.281Z" | "2026-03-03T14:19:38.281Z" | Wire | 2/0 | -2
485 | WIRE-3O | 3/0 Wire | 4 | Single Conductor | 3/0 Single Conductor (THHN/THWN) - Stranded | Southwire | Southwire | FT | 2500 | 500 | 750 | 1500 | 5.95 | 3 | 2 |  |  | true |  | "2026-03-03T14:19:38.281Z" | "2026-03-03T14:19:38.281Z" | Wire | 3/0 | -3
486 | WIRE-4O | 4/0 Wire | 4 | Single Conductor | 4/0 Single Conductor (THHN/THWN) - Stranded | Southwire | Southwire | FT | 2500 | 500 | 750 | 1500 | 7.25 | 3 | 2 |  |  | true |  | "2026-03-03T14:19:38.281Z" | "2026-03-03T14:19:38.281Z" | Wire | 4/0 | -4
487 | WIRE-250 | 250 KCMIL Wire | 4 | Single Conductor | 250 KCMIL Single Conductor (THHN/THWN) - Stranded | Southwire | Southwire | FT | 2500 | 500 | 750 | 1500 | 9.4 | 3 | 2 |  |  | true |  | "2026-03-03T14:19:38.281Z" | "2026-03-03T14:19:38.281Z" | Wire | 250 KCMIL | -250
488 | WIRE-350 | 350 KCMIL Wire | 4 | Single Conductor | 350 KCMIL Single Conductor (THHN/THWN) - Stranded | Southwire | Southwire | FT | 2500 | 500 | 750 | 1500 | 12.8 | 3 | 2 |  |  | true |  | "2026-03-03T14:19:38.281Z" | "2026-03-03T14:19:38.281Z" | Wire | 350 KCMIL | -350
489 | WIRE-500 | 500 KCMIL Wire | 4 | Single Conductor | 500 KCMIL Single Conductor (THHN/THWN) - Stranded | Southwire | Southwire | FT | 2500 | 500 | 750 | 1500 | 18.2 | 3 | 2 |  |  | true |  | "2026-03-03T14:19:38.281Z" | "2026-03-03T14:19:38.281Z" | Wire | 500 KCMIL | -500
490 | WIRE-600 | 600 KCMIL Wire | 4 | Single Conductor | 600 KCMIL Single Conductor (THHN/THWN) - Stranded | Southwire | Southwire | FT | 2500 | 500 | 750 | 1500 | 22.5 | 3 | 2 |  |  | true |  | "2026-03-03T14:19:38.281Z" | "2026-03-03T14:19:38.281Z" | Wire | 600 KCMIL | -600
491 | WIRE-750 | 750 KCMIL Wire | 4 | Single Conductor | 750 KCMIL Single Conductor (THHN/THWN) - Stranded | Southwire | Southwire | FT | 2500 | 500 | 750 | 1500 | 28.4 | 3 | 2 |  |  | true |  | "2026-03-03T14:19:38.281Z" | "2026-03-03T14:19:38.281Z" | Wire | 750 KCMIL | -750
492 | CABLE-122G | #12(2C+G) Cable | 4 | Multi Conductor | #12(2C+G) Multi Conductor (THHN/THWN-2) - Stranded | Southwire | Southwire | FT | 1000 | 100 | 150 | 300 | 2.15 | 3 | 2 |  |  | true |  | "2026-03-03T14:19:38.281Z" | "2026-03-03T14:19:38.281Z" | Cable | #12(2C+G) | 122
493 | CABLE-102G | #10(2C+G) Cable | 4 | Multi Conductor | #10(2C+G) Multi Conductor (THHN/THWN-2) - Stranded | Southwire | Southwire | FT | 1000 | 100 | 150 | 300 | 2.95 | 3 | 2 |  |  | true |  | "2026-03-03T14:19:38.281Z" | "2026-03-03T14:19:38.281Z" | Cable | #10(2C+G) | 102
494 | CABLE-123G | #12(3C+G) Cable | 4 | Multi Conductor | #12(3C+G) Multi Conductor (THHN/THWN-2) - Stranded | Southwire | Southwire | FT | 1000 | 50 | 75 | 150 | 2.75 | 3 | 2 |  |  | true |  | "2026-03-03T14:19:38.281Z" | "2026-03-03T14:19:38.281Z" | Cable | #12(3C+G) | 123
495 | CABLE-103G | #10(3C+G) Cable | 4 | Multi Conductor | #10(3C+G) Multi Conductor (THHN/THWN-2) - Stranded | Southwire | Southwire | FT | 1000 | 50 | 75 | 150 | 3.85 | 3 | 2 |  |  | true |  | "2026-03-03T14:19:38.281Z" | "2026-03-03T14:19:38.281Z" | Cable | #10(3C+G) | 103
496 | CABLE-083G | #8(3C+G) Cable | 4 | Multi Conductor | #8(3C+G) Multi Conductor (THHN/THWN-2) - Stranded | Southwire | Southwire | FT | 1000 | 50 | 75 | 150 | 5.45 | 3 | 2 |  |  | true |  | "2026-03-03T14:19:38.281Z" | "2026-03-03T14:19:38.281Z" | Cable | #8(3C+G) | 83
497 | CABLE-063G | #6(3C+G) Cable | 4 | Multi Conductor | #6(3C+G) Multi Conductor (THHN/THWN-2) - Stranded | Southwire | Southwire | FT | 1000 | 50 | 75 | 150 | 7.9 | 3 | 2 |  |  | true |  | "2026-03-03T14:19:38.281Z" | "2026-03-03T14:19:38.281Z" | Cable | #6(3C+G) | 63
498 | CABLE-043G | #4(3C+G) Cable | 4 | Multi Conductor | #4(3C+G) Multi Conductor (THHN/THWN-2) - Stranded | Southwire | Southwire | FT | 1000 | 50 | 75 | 150 | 11.2 | 3 | 2 |  |  | true |  | "2026-03-03T14:19:38.281Z" | "2026-03-03T14:19:38.281Z" | Cable | #4(3C+G) | 43
499 | CABLE-023G | #2(3C+G) Cable | 4 | Multi Conductor | #2(3C+G) Multi Conductor (THHN/THWN-2) - Stranded | Southwire | Southwire | FT | 1000 | 50 | 75 | 150 | 16 | 3 | 2 |  |  | true |  | "2026-03-03T14:19:38.281Z" | "2026-03-03T14:19:38.281Z" | Cable | #2(3C+G) | 23
500 | CABLE-103 | 1/0(3C+G) Cable | 4 | Multi Conductor | 1/0(3C+G) Multi Conductor (THHN/THWN-2) - Stranded | Southwire | Southwire | FT | 500 | 50 | 75 | 150 | 24.5 | 3 | 2 |  |  | true |  | "2026-03-03T14:19:38.281Z" | "2026-03-03T14:19:38.281Z" | Cable | 1/0(3C+G) | -7
501 | CABLE-203 | 2/0(3C+G) Cable | 4 | Multi Conductor | 2/0(3C+G) Multi Conductor (THHN/THWN-2) - Stranded | Southwire | Southwire | FT | 500 | 50 | 75 | 150 | 30.5 | 3 | 2 |  |  | true |  | "2026-03-03T14:19:38.281Z" | "2026-03-03T14:19:38.281Z" | Cable | 2/0(3C+G) | -17
502 | CABLE-303 | 3/0(3C+G) Cable | 4 | Multi Conductor | 3/0(3C+G) Multi Conductor (THHN/THWN-2) - Stranded | Southwire | Southwire | FT | 500 | 50 | 75 | 150 | 37.8 | 3 | 2 |  |  | true |  | "2026-03-03T14:19:38.281Z" | "2026-03-03T14:19:38.281Z" | Cable | 3/0(3C+G) | -27
503 | CABLE-403 | 4/0(3C+G) Cable | 4 | Multi Conductor | 4/0(3C+G) Multi Conductor (THHN/THWN-2) - Stranded | Southwire | Southwire | FT | 500 | 50 | 75 | 150 | 45.2 | 3 | 2 |  |  | true |  | "2026-03-03T14:19:38.281Z" | "2026-03-03T14:19:38.281Z" | Cable | 4/0(3C+G) | -37
504 | CABLE-2503 | 250 KCMIL(3C+G) Cable | 4 | Multi Conductor | 250 KCMIL(3C+G) Multi Conductor (THHN/THWN-2) - Stranded | Southwire | Southwire | FT | 500 | 50 | 75 | 150 | 58 | 3 | 2 |  |  | true |  | "2026-03-03T14:19:38.281Z" | "2026-03-03T14:19:38.281Z" | Cable | 250 KCMIL(3C+G) | -2497
505 | CABLE-3503 | 350 KCMIL(3C+G) Cable | 4 | Multi Conductor | 350 KCMIL(3C+G) Multi Conductor (THHN/THWN-2) - Stranded | Southwire | Southwire | FT | 500 | 50 | 75 | 150 | 74 | 3 | 2 |  |  | true |  | "2026-03-03T14:19:38.281Z" | "2026-03-03T14:19:38.281Z" | Cable | 350 KCMIL(3C+G) | -3497
506 | CABLE-5003 | 500 KCMIL(3C+G) Cable | 4 | Multi Conductor | 500 KCMIL(3C+G) Multi Conductor (THHN/THWN-2) - Stranded | Southwire | Southwire | FT | 500 | 50 | 75 | 150 | 102 | 3 | 2 |  |  | true |  | "2026-03-03T14:19:38.281Z" | "2026-03-03T14:19:38.281Z" | Cable | 500 KCMIL(3C+G) | -4997
507 | CABLE-6003 | 600 KCMIL(3C+G) Cable | 4 | Multi Conductor | 600 KCMIL(3C+G) Multi Conductor (THHN/THWN-2) - Stranded | Southwire | Southwire | FT | 500 | 50 | 75 | 150 | 121 | 3 | 2 |  |  | true |  | "2026-03-03T14:19:38.281Z" | "2026-03-03T14:19:38.281Z" | Cable | 600 KCMIL(3C+G) | -5997
508 | CABLE-124G | #12(4C+G) Cable | 4 | Multi Conductor | #12(4C+G) Multi Conductor (THHN/THWN-2) - Stranded | Southwire | Southwire | FT | 1000 | 50 | 75 | 150 | 3.35 | 3 | 2 |  |  | true |  | "2026-03-03T14:19:38.281Z" | "2026-03-03T14:19:38.281Z" | Cable | #12(4C+G) | 124
509 | CABLE-104G | #10(4C+G) Cable | 4 | Multi Conductor | #10(4C+G) Multi Conductor (THHN/THWN-2) - Stranded | Southwire | Southwire | FT | 1000 | 50 | 75 | 150 | 4.7 | 3 | 2 |  |  | true |  | "2026-03-03T14:19:38.281Z" | "2026-03-03T14:19:38.281Z" | Cable | #10(4C+G) | 104
510 | CABLE-084G | #8(4C+G) Cable | 4 | Multi Conductor | #8(4C+G) Multi Conductor (THHN/THWN-2) - Stranded | Southwire | Southwire | FT | 1000 | 50 | 75 | 150 | 6.65 | 3 | 2 |  |  | true |  | "2026-03-03T14:19:38.281Z" | "2026-03-03T14:19:38.281Z" | Cable | #8(4C+G) | 84
511 | CABLE-064G | #6(4C+G) Cable | 4 | Multi Conductor | #6(4C+G) Multi Conductor (THHN/THWN-2) - Stranded | Southwire | Southwire | FT | 1000 | 50 | 75 | 150 | 9.64 | 3 | 2 |  |  | true |  | "2026-03-03T14:19:38.281Z" | "2026-03-03T14:19:38.281Z" | Cable | #6(4C+G) | 64
512 | CABLE-044G | #4(4C+G) Cable | 4 | Multi Conductor | #4(4C+G) Multi Conductor (THHN/THWN-2) - Stranded | Southwire | Southwire | FT | 1000 | 50 | 75 | 150 | 13.66 | 3 | 2 |  |  | true |  | "2026-03-03T14:19:38.281Z" | "2026-03-03T14:19:38.281Z" | Cable | #4(4C+G) | 44
513 | CABLE-024G | #2(4C+G) Cable | 4 | Multi Conductor | #2(4C+G) Multi Conductor (THHN/THWN-2) - Stranded | Southwire | Southwire | FT | 1000 | 50 | 75 | 150 | 19.52 | 3 | 2 |  |  | true |  | "2026-03-03T14:19:38.281Z" | "2026-03-03T14:19:38.281Z" | Cable | #2(4C+G) | 24
514 | CABLE-104 | 1/0(4C+G) Cable | 4 | Multi Conductor | 1/0(4C+G) Multi Conductor (THHN/THWN-2) - Stranded | Southwire | Southwire | FT | 500 | 50 | 75 | 150 | 29.89 | 3 | 2 |  |  | true |  | "2026-03-03T14:19:38.281Z" | "2026-03-03T14:19:38.281Z" | Cable | 1/0(4C+G) | -6
515 | CABLE-204 | 2/0(4C+G) Cable | 4 | Multi Conductor | 2/0(4C+G) Multi Conductor (THHN/THWN-2) - Stranded | Southwire | Southwire | FT | 500 | 50 | 75 | 150 | 37.21 | 3 | 2 |  |  | true |  | "2026-03-03T14:19:38.281Z" | "2026-03-03T14:19:38.281Z" | Cable | 2/0(4C+G) | -16
516 | CABLE-304 | 3/0(4C+G) Cable | 4 | Multi Conductor | 3/0(4C+G) Multi Conductor (THHN/THWN-2) - Stranded | Southwire | Southwire | FT | 500 | 50 | 75 | 150 | 46.12 | 3 | 2 |  |  | true |  | "2026-03-03T14:19:38.281Z" | "2026-03-03T14:19:38.281Z" | Cable | 3/0(4C+G) | -26
517 | CABLE-404 | 4/0(4C+G) Cable | 4 | Multi Conductor | 4/0(4C+G) Multi Conductor (THHN/THWN-2) - Stranded | Southwire | Southwire | FT | 500 | 50 | 75 | 150 | 55.14 | 3 | 2 |  |  | true |  | "2026-03-03T14:19:38.281Z" | "2026-03-03T14:19:38.281Z" | Cable | 4/0(4C+G) | -36
518 | CABLE-2504 | 250 KCMIL(4C+G) Cable | 4 | Multi Conductor | 250 KCMIL(4C+G) Multi Conductor (THHN/THWN-2) - Stranded | Southwire | Southwire | FT | 500 | 50 | 75 | 150 | 70.76 | 3 | 2 |  |  | true |  | "2026-03-03T14:19:38.281Z" | "2026-03-03T14:19:38.281Z" | Cable | 250 KCMIL(4C+G) | -2496
519 | CABLE-3504 | 350 KCMIL(4C+G) Cable | 4 | Multi Conductor | 350 KCMIL(4C+G) Multi Conductor (THHN/THWN-2) - Stranded | Southwire | Southwire | FT | 500 | 50 | 75 | 150 | 90.28 | 3 | 2 |  |  | true |  | "2026-03-03T14:19:38.281Z" | "2026-03-03T14:19:38.281Z" | Cable | 350 KCMIL(4C+G) | -3496
520 | CABLE-5004 | 500 KCMIL(4C+G) Cable | 4 | Multi Conductor | 500 KCMIL(4C+G) Multi Conductor (THHN/THWN-2) - Stranded | Southwire | Southwire | FT | 500 | 50 | 75 | 150 | 124.44 | 3 | 2 |  |  | true |  | "2026-03-03T14:19:38.281Z" | "2026-03-03T14:19:38.281Z" | Cable | 500 KCMIL(4C+G) | -4996
521 | CABLE-6004 | 600 KCMIL(4C+G) Cable | 4 | Multi Conductor | 600 KCMIL(4C+G) Multi Conductor (THHN/THWN-2) - Stranded | Southwire | Southwire | FT | 500 | 50 | 75 | 150 | 147.62 | 3 | 2 |  |  | true |  | "2026-03-03T14:19:38.281Z" | "2026-03-03T14:19:38.281Z" | Cable | 600 KCMIL(4C+G) | -5996
522 | GW-12 | #12 Grounding Wire | 4 | Grounding Wire | #12 Grounding Wire | Southwire | Southwire | FT | 3000 | 300 | 500 | 1000 | 0.21 | 3 | 2 |  |  | true |  | "2026-03-03T14:19:38.281Z" | "2026-03-03T14:19:38.281Z" | Grounding Wire | #12 | 12
523 | GW-10 | #10 Grounding Wire | 4 | Grounding Wire | #10 Grounding Wire | Southwire | Southwire | FT | 3000 | 300 | 500 | 1000 | 0.31 | 3 | 2 |  |  | true |  | "2026-03-03T14:19:38.281Z" | "2026-03-03T14:19:38.281Z" | Grounding Wire | #10 | 10
524 | GW-08 | #8 Grounding Wire | 4 | Grounding Wire | #8 Grounding Wire | Southwire | Southwire | FT | 3000 | 300 | 500 | 1000 | 0.49 | 3 | 2 |  |  | true |  | "2026-03-03T14:19:38.281Z" | "2026-03-03T14:19:38.281Z" | Grounding Wire | #8 | 8
525 | GW-06 | #6 Grounding Wire | 4 | Grounding Wire | #6 Grounding Wire | Southwire | Southwire | FT | 3000 | 300 | 500 | 1000 | 0.76 | 3 | 2 |  |  | true |  | "2026-03-03T14:19:38.281Z" | "2026-03-03T14:19:38.281Z" | Grounding Wire | #6 | 6
526 | GW-04 | #4 Grounding Wire | 4 | Grounding Wire | #4 Grounding Wire | Southwire | Southwire | FT | 3000 | 300 | 500 | 1000 | 1.18 | 3 | 2 |  |  | true |  | "2026-03-03T14:19:38.281Z" | "2026-03-03T14:19:38.281Z" | Grounding Wire | #4 | 4
527 | GW-02 | #2 Grounding Wire | 4 | Grounding Wire | #2 Grounding Wire | Southwire | Southwire | FT | 3000 | 300 | 500 | 1000 | 1.86 | 3 | 2 |  |  | true |  | "2026-03-03T14:19:38.281Z" | "2026-03-03T14:19:38.281Z" | Grounding Wire | #2 | 2
528 | GW-1O | 1/0 Grounding Wire | 4 | Grounding Wire | 1/0 Grounding Wire | Southwire | Southwire | FT | 3000 | 300 | 500 | 1000 | 3.15 | 3 | 2 |  |  | true |  | "2026-03-03T14:19:38.281Z" | "2026-03-03T14:19:38.281Z" | Grounding Wire | 1/0 | -1
529 | GW-2O | 2/0 Grounding Wire | 4 | Grounding Wire | 2/0 Grounding Wire | Southwire | Southwire | FT | 3000 | 300 | 500 | 1000 | 3.96 | 3 | 2 |  |  | true |  | "2026-03-03T14:19:38.281Z" | "2026-03-03T14:19:38.281Z" | Grounding Wire | 2/0 | -2
530 | GW-3O | 3/0 Grounding Wire | 4 | Grounding Wire | 3/0 Grounding Wire | Southwire | Southwire | FT | 3000 | 300 | 500 | 1000 | 4.86 | 3 | 2 |  |  | true |  | "2026-03-03T14:19:38.281Z" | "2026-03-03T14:19:38.281Z" | Grounding Wire | 3/0 | -3
531 | GW-4O | 4/0 Grounding Wire | 4 | Grounding Wire | 4/0 Grounding Wire | Southwire | Southwire | FT | 3000 | 300 | 500 | 1000 | 5.92 | 3 | 2 |  |  | true |  | "2026-03-03T14:19:38.281Z" | "2026-03-03T14:19:38.281Z" | Grounding Wire | 4/0 | -4
532 | GW-250 | 250 KCMIL Grounding Wire | 4 | Grounding Wire | 250 KCMIL Grounding Wire | Southwire | Southwire | FT | 3000 | 300 | 500 | 1000 | 8.2 | 3 | 2 |  |  | true |  | "2026-03-03T14:19:38.281Z" | "2026-03-03T14:19:38.281Z" | Grounding Wire | 250 KCMIL | -250
533 | GW-350 | 350 KCMIL Grounding Wire | 4 | Grounding Wire | 350 KCMIL Grounding Wire | Southwire | Southwire | FT | 3000 | 300 | 500 | 1000 | 11.4 | 3 | 2 |  |  | true |  | "2026-03-03T14:19:38.281Z" | "2026-03-03T14:19:38.281Z" | Grounding Wire | 350 KCMIL | -350
534 | GW-500 | 500 KCMIL Grounding Wire | 4 | Grounding Wire | 500 KCMIL Grounding Wire | Southwire | Southwire | FT | 3000 | 300 | 500 | 1000 | 16.8 | 3 | 2 |  |  | true |  | "2026-03-03T14:19:38.281Z" | "2026-03-03T14:19:38.281Z" | Grounding Wire | 500 KCMIL | -500
535 | MC-122 | MC Cable 12/2C | 4 | MC Cable | 12/2C Metal Clad Cable | Southwire | Southwire | FT | 1000 | 100 | 150 | 300 | 1.85 | 3 | 2 |  |  | true |  | "2026-03-03T14:19:38.281Z" | "2026-03-03T14:19:38.281Z" | MC Cable | 12/2C | 1202
536 | MC-123 | MC Cable 12/3C | 4 | MC Cable | 12/3C Metal Clad Cable | Southwire | Southwire | FT | 1000 | 100 | 150 | 300 | 2.45 | 3 | 2 |  |  | true |  | "2026-03-03T14:19:38.281Z" | "2026-03-03T14:19:38.281Z" | MC Cable | 12/3C | 1203
537 | MC-103 | MC Cable 10/3C | 4 | MC Cable | 10/3C Metal Clad Cable | Southwire | Southwire | FT | 1000 | 100 | 150 | 300 | 3.35 | 3 | 2 |  |  | true |  | "2026-03-03T14:19:38.281Z" | "2026-03-03T14:19:38.281Z" | MC Cable | 10/3C | 1003

## DEVICES
id | sku | name | category_id | subcategory | description | brand | manufacturer | unit_of_measure | quantity_on_hand | minimum_stock | reorder_point | reorder_quantity | unit_cost | supplier_id | primary_location_id | bin_location | status_override | is_active | notes | created_at | updated_at | base_item_name | size_label | size_sort_value
229 | WPL-DEC | White Wall Plate Decora | 5 | Devices | White Wall Plate Decora | Leviton | Leviton | EA | 60 | 25 | 40 | 100 | 0.55 | 4 | 1 |  |  | true |  | "2026-03-03T14:19:38.281Z" | "2026-03-03T14:19:38.281Z" | Wall Plate Decora | White | 1
230 | WPL-DPX | White Wall Plate Duplex | 5 | Devices | White Wall Plate Duplex | Leviton | Leviton | EA | 60 | 25 | 40 | 100 | 0.55 | 4 | 1 |  |  | true |  | "2026-03-03T14:19:38.281Z" | "2026-03-03T14:19:38.281Z" | Wall Plate Duplex | White | 1
231 | WPL-GFCI | White Wall Plate GFCI | 5 | Devices | White Wall Plate GFCI | Leviton | Leviton | EA | 60 | 25 | 40 | 100 | 0.65 | 4 | 1 |  |  | true |  | "2026-03-03T14:19:38.281Z" | "2026-03-03T14:19:38.281Z" | Wall Plate GFCI | White | 1
232 | WPL-TGL | White Wall Plate Toggle | 5 | Devices | White Wall Plate Toggle | Leviton | Leviton | EA | 60 | 25 | 40 | 100 | 0.45 | 4 | 1 |  |  | true |  | "2026-03-03T14:19:38.281Z" | "2026-03-03T14:19:38.281Z" | Wall Plate Toggle | White | 1
233 | REC-DEC-15 | 15A Decora Receptacle | 5 | Devices | 15A Decora Receptacle | Leviton | Leviton | EA | 150 | 25 | 40 | 100 | 3.1 | 4 | 1 |  |  | true |  | "2026-03-03T14:19:38.281Z" | "2026-03-03T14:19:38.281Z" | Decora Receptacle | 15A | 15
234 | REC-DPX-15 | 15A Duplex Receptacle | 5 | Devices | 15A Duplex Receptacle | Leviton | Leviton | EA | 150 | 25 | 40 | 100 | 2.25 | 4 | 1 |  |  | true |  | "2026-03-03T14:19:38.281Z" | "2026-03-03T14:19:38.281Z" | Duplex Receptacle | 15A | 15
235 | SW-4W-15 | 15A Four-Way Switch | 5 | Devices | 15A Four-Way Switch | Leviton | Leviton | EA | 150 | 25 | 40 | 100 | 5.1 | 4 | 1 |  |  | true |  | "2026-03-03T14:19:38.281Z" | "2026-03-03T14:19:38.281Z" | Four-Way Switch | 15A | 15
236 | REC-GFCI-15 | 15A GFCI Receptacle | 5 | Devices | 15A GFCI Receptacle | Leviton | Leviton | EA | 150 | 25 | 40 | 100 | 14.5 | 4 | 1 |  |  | true |  | "2026-03-03T14:19:38.281Z" | "2026-03-03T14:19:38.281Z" | GFCI Receptacle | 15A | 15
237 | SW-1P-15 | 15A Single Pole Switch | 5 | Devices | 15A Single Pole Switch | Leviton | Leviton | EA | 150 | 25 | 40 | 100 | 2.95 | 4 | 1 |  |  | true |  | "2026-03-03T14:19:38.281Z" | "2026-03-03T14:19:38.281Z" | Single Pole Switch | 15A | 15
238 | SW-3W-15 | 15A Three-Way Switch | 5 | Devices | 15A Three-Way Switch | Leviton | Leviton | EA | 150 | 25 | 40 | 100 | 4.1 | 4 | 1 |  |  | true |  | "2026-03-03T14:19:38.281Z" | "2026-03-03T14:19:38.281Z" | Three-Way Switch | 15A | 15
239 | REC-DEC-20 | 20A Decora Receptacle | 5 | Devices | 20A Decora Receptacle | Leviton | Leviton | EA | 150 | 25 | 40 | 100 | 3.4 | 4 | 1 |  |  | true |  | "2026-03-03T14:19:38.281Z" | "2026-03-03T14:19:38.281Z" | Decora Receptacle | 20A | 20
240 | SW-2P-20 | 20A Double Pole Switch | 5 | Devices | 20A Double Pole Switch | Leviton | Leviton | EA | 150 | 25 | 40 | 100 | 6.75 | 4 | 1 |  |  | true |  | "2026-03-03T14:19:38.281Z" | "2026-03-03T14:19:38.281Z" | Double Pole Switch | 20A | 20
241 | REC-DPX-20 | 20A Duplex Receptacle | 5 | Devices | 20A Duplex Receptacle | Leviton | Leviton | EA | 150 | 25 | 40 | 100 | 2.65 | 4 | 1 |  |  | true |  | "2026-03-03T14:19:38.281Z" | "2026-03-03T14:19:38.281Z" | Duplex Receptacle | 20A | 20
242 | REC-GFCI-20 | 20A GFCI Receptacle | 5 | Devices | 20A GFCI Receptacle | Leviton | Leviton | EA | 150 | 25 | 40 | 100 | 15.5 | 4 | 1 |  |  | true |  | "2026-03-03T14:19:38.281Z" | "2026-03-03T14:19:38.281Z" | GFCI Receptacle | 20A | 20
243 | SW-1P-20 | 20A Single Pole Switch | 5 | Devices | 20A Single Pole Switch | Leviton | Leviton | EA | 150 | 25 | 40 | 100 | 3.25 | 4 | 1 |  |  | true |  | "2026-03-03T14:19:38.281Z" | "2026-03-03T14:19:38.281Z" | Single Pole Switch | 20A | 20
244 | SW-3W-20 | 20A Three-Way Switch | 5 | Devices | 20A Three-Way Switch | Leviton | Leviton | EA | 150 | 25 | 40 | 100 | 4.4 | 4 | 1 |  |  | true |  | "2026-03-03T14:19:38.281Z" | "2026-03-03T14:19:38.281Z" | Three-Way Switch | 20A | 20
245 | SW-2P-30 | 30A Double Pole Switch | 5 | Devices | 30A Double Pole Switch | Leviton | Leviton | EA | 60 | 25 | 40 | 100 | 7.95 | 4 | 1 |  |  | true |  | "2026-03-03T14:19:38.281Z" | "2026-03-03T14:19:38.281Z" | Double Pole Switch | 30A | 30

## FASTENERS_HARDWARE
id | sku | name | category_id | subcategory | description | brand | manufacturer | unit_of_measure | quantity_on_hand | minimum_stock | reorder_point | reorder_quantity | unit_cost | supplier_id | primary_location_id | bin_location | status_override | is_active | notes | created_at | updated_at | base_item_name | size_label | size_sort_value
246 | HWB-TEK-10 | #10 TEK Screw | 6 | Hardware | #10 TEK Screw | Buildex | Buildex | EA | 5000 | 1000 | 1500 | 3000 | 0.08 | 5 | 1 |  |  | true |  | "2026-03-03T14:19:38.281Z" | "2026-03-03T14:19:38.281Z" | TEK Screw | #10 | 10
247 | HWB-TEK-12 | #12 TEK Screw | 6 | Hardware | #12 TEK Screw | Buildex | Buildex | EA | 5000 | 1000 | 1500 | 3000 | 0.11 | 5 | 1 |  |  | true |  | "2026-03-03T14:19:38.281Z" | "2026-03-03T14:19:38.281Z" | TEK Screw | #12 | 12
248 | HWB-TEK-14 | #14 TEK Screw | 6 | Hardware | #14 TEK Screw | Buildex | Buildex | EA | 5000 | 1000 | 1500 | 3000 | 0.13 | 5 | 1 |  |  | true |  | "2026-03-03T14:19:38.281Z" | "2026-03-03T14:19:38.281Z" | TEK Screw | #14 | 14
249 | HWB-WSH-025 | 1/4" Flat Washer | 6 | Hardware | 1/4" Flat Washer | Hilti | Hilti | EA | 2000 | 300 | 500 | 1000 | 0.05 | 5 | 1 |  |  | true |  | "2026-03-03T14:19:38.281Z" | "2026-03-03T14:19:38.281Z" | Flat Washer | 1/4" | 250
250 | HWB-BLT-025 | 1/4" Hex Bolt | 6 | Hardware | 1/4" Hex Bolt | Hilti | Hilti | EA | 1500 | 250 | 400 | 800 | 0.22 | 5 | 1 |  |  | true |  | "2026-03-03T14:19:38.281Z" | "2026-03-03T14:19:38.281Z" | Hex Bolt | 1/4" | 250
251 | HWB-NUT-025 | 1/4" Hex Nut | 6 | Hardware | 1/4" Hex Nut | Hilti | Hilti | EA | 2000 | 300 | 500 | 1000 | 0.08 | 5 | 1 |  |  | true |  | "2026-03-03T14:19:38.281Z" | "2026-03-03T14:19:38.281Z" | Hex Nut | 1/4" | 250
252 | HWB-WDA-025225 | 1/4" x 2-1/4" Wedge Anchor | 6 | Hardware | 1/4" x 2-1/4" Wedge Anchor | Hilti | Hilti | EA | 600 | 100 | 150 | 300 | 0.55 | 5 | 1 |  |  | true |  | "2026-03-03T14:19:38.281Z" | "2026-03-03T14:19:38.281Z" | Wedge Anchor | 1/4" x 2-1/4" | 250
253 | HWB-WSH-038 | 3/8" Flat Washer | 6 | Hardware | 3/8" Flat Washer | Hilti | Hilti | EA | 2000 | 300 | 500 | 1000 | 0.08 | 5 | 1 |  |  | true |  | "2026-03-03T14:19:38.281Z" | "2026-03-03T14:19:38.281Z" | Flat Washer | 3/8" | 375
254 | HWB-BLT-038 | 3/8" Hex Bolt | 6 | Hardware | 3/8" Hex Bolt | Hilti | Hilti | EA | 1500 | 250 | 400 | 800 | 0.35 | 5 | 1 |  |  | true |  | "2026-03-03T14:19:38.281Z" | "2026-03-03T14:19:38.281Z" | Hex Bolt | 3/8" | 375
255 | HWB-NUT-038 | 3/8" Hex Nut | 6 | Hardware | 3/8" Hex Nut | Hilti | Hilti | EA | 2000 | 300 | 500 | 1000 | 0.12 | 5 | 1 |  |  | true |  | "2026-03-03T14:19:38.281Z" | "2026-03-03T14:19:38.281Z" | Hex Nut | 3/8" | 375
256 | HWB-WDA-0383 | 3/8" x 3" Wedge Anchor | 6 | Hardware | 3/8" x 3" Wedge Anchor | Hilti | Hilti | EA | 600 | 100 | 150 | 300 | 0.95 | 5 | 1 |  |  | true |  | "2026-03-03T14:19:38.281Z" | "2026-03-03T14:19:38.281Z" | Wedge Anchor | 3/8" x 3" | 375
257 | HWB-WSH-050 | 1/2" Flat Washer | 6 | Hardware | 1/2" Flat Washer | Hilti | Hilti | EA | 1200 | 300 | 500 | 1000 | 0.11 | 5 | 1 |  |  | true |  | "2026-03-03T14:19:38.281Z" | "2026-03-03T14:19:38.281Z" | Flat Washer | 1/2" | 500
258 | HWB-BLT-050 | 1/2" Hex Bolt | 6 | Hardware | 1/2" Hex Bolt | Hilti | Hilti | EA | 1000 | 250 | 400 | 800 | 0.48 | 5 | 1 |  |  | true |  | "2026-03-03T14:19:38.281Z" | "2026-03-03T14:19:38.281Z" | Hex Bolt | 1/2" | 500
259 | HWB-NUT-050 | 1/2" Hex Nut | 6 | Hardware | 1/2" Hex Nut | Hilti | Hilti | EA | 1200 | 300 | 500 | 1000 | 0.17 | 5 | 1 |  |  | true |  | "2026-03-03T14:19:38.281Z" | "2026-03-03T14:19:38.281Z" | Hex Nut | 1/2" | 500
260 | HWB-WDA-050425 | 1/2" x 4-1/4" Wedge Anchor | 6 | Hardware | 1/2" x 4-1/4" Wedge Anchor | Hilti | Hilti | EA | 600 | 100 | 150 | 300 | 1.55 | 5 | 1 |  |  | true |  | "2026-03-03T14:19:38.281Z" | "2026-03-03T14:19:38.281Z" | Wedge Anchor | 1/2" x 4-1/4" | 500
261 | HWB-WSH-062 | 5/8" Flat Washer | 6 | Hardware | 5/8" Flat Washer | Hilti | Hilti | EA | 1200 | 300 | 500 | 1000 | 0.16 | 5 | 1 |  |  | true |  | "2026-03-03T14:19:38.281Z" | "2026-03-03T14:19:38.281Z" | Flat Washer | 5/8" | 625
262 | HWB-BLT-062 | 5/8" Hex Bolt | 6 | Hardware | 5/8" Hex Bolt | Hilti | Hilti | EA | 1000 | 250 | 400 | 800 | 0.72 | 5 | 1 |  |  | true |  | "2026-03-03T14:19:38.281Z" | "2026-03-03T14:19:38.281Z" | Hex Bolt | 5/8" | 625
263 | HWB-NUT-062 | 5/8" Hex Nut | 6 | Hardware | 5/8" Hex Nut | Hilti | Hilti | EA | 1200 | 300 | 500 | 1000 | 0.25 | 5 | 1 |  |  | true |  | "2026-03-03T14:19:38.281Z" | "2026-03-03T14:19:38.281Z" | Hex Nut | 5/8" | 625
264 | HWB-WDA-0626 | 5/8" x 6" Wedge Anchor | 6 | Hardware | 5/8" x 6" Wedge Anchor | Hilti | Hilti | EA | 600 | 100 | 150 | 300 | 3.25 | 5 | 1 |  |  | true |  | "2026-03-03T14:19:38.281Z" | "2026-03-03T14:19:38.281Z" | Wedge Anchor | 5/8" x 6" | 625
353 | CLP-HDC-050 | 1/2" Cable Tray Hold Down Clamp | 6 | Hardware | 1/2" cable tray hold down clamp | Unistrut | Atkore | EA | 36 | 12 | 18 | 36 | 7.5 | 5 | 1 |  |  | 1 |  | 2026-03-03T14:19:38.281Z | 2026-03-03T14:19:38.281Z | Cable Tray Hold Down Clamp | 1/2" | 0.5
357 | HWB-SN-025 | 1/4" Spring Nut | 6 | Hardware | 1/4" spring nut for strut channel | Unistrut | Atkore | EA | 200 | 60 | 100 | 200 | 1.1 | 5 | 1 |  |  | 1 |  | 2026-03-03T14:19:38.281Z | 2026-03-03T14:19:38.281Z | Spring Nut | 1/4" | 250
358 | HWB-SN-038 | 3/8" Spring Nut | 6 | Hardware | 3/8" spring nut for strut channel | Unistrut | Atkore | EA | 200 | 60 | 100 | 200 | 1.1 | 5 | 1 |  |  | 1 |  | 2026-03-03T14:19:38.281Z | 2026-03-03T14:19:38.281Z | Spring Nut | 3/8" | 375
359 | HWB-SN-050 | 1/2" Spring Nut | 6 | Hardware | 1/2" spring nut for strut channel | Unistrut | Atkore | EA | 200 | 60 | 100 | 200 | 1.1 | 5 | 1 |  |  | 1 |  | 2026-03-03T14:19:38.281Z | 2026-03-03T14:19:38.281Z | Spring Nut | 1/2" | 500

## BOXES_COVER
id | sku | name | category_id | subcategory | description | brand | manufacturer | unit_of_measure | quantity_on_hand | minimum_stock | reorder_point | reorder_quantity | unit_cost | supplier_id | primary_location_id | bin_location | status_override | is_active | notes | created_at | updated_at | base_item_name | size_label | size_sort_value
265 | CVR-1GANG | 1-Gang Square Box Cover | 7 | Boxes | 1-Gang Square Box Cover | Steel City | ABB | EA | 250 | 30 | 50 | 100 | 1.85 | 4 | 1 |  |  | true |  | "2026-03-03T14:19:38.281Z" | "2026-03-03T14:19:38.281Z" | Square Box Cover | 1-Gang | 1
266 | CVR-BLANK | Blank Square Box Cover | 7 | Boxes | Blank Square Box Cover | Steel City | ABB | EA | 250 | 30 | 50 | 100 | 1.2 | 4 | 1 |  |  | true |  | "2026-03-03T14:19:38.281Z" | "2026-03-03T14:19:38.281Z" | Square Box Cover | Blank | 1
267 | CVR-DUPLEX | Duplex Square Box Cover | 7 | Boxes | Duplex Square Box Cover | Steel City | ABB | EA | 250 | 30 | 50 | 100 | 1.75 | 4 | 1 |  |  | true |  | "2026-03-03T14:19:38.281Z" | "2026-03-03T14:19:38.281Z" | Square Box Cover | Duplex | 1
268 | CVR-GFCI | GFCI Square Box Cover | 7 | Boxes | GFCI Square Box Cover | Steel City | ABB | EA | 250 | 30 | 50 | 100 | 1.95 | 4 | 1 |  |  | true |  | "2026-03-03T14:19:38.281Z" | "2026-03-03T14:19:38.281Z" | Square Box Cover | GFCI | 1
269 | BOX-FS | 1-Gang FS Box | 7 | Boxes | 1-Gang FS Box | Steel City | ABB | EA | 250 | 30 | 50 | 100 | 12.5 | 4 | 1 |  |  | true |  | "2026-03-03T14:19:38.281Z" | "2026-03-03T14:19:38.281Z" | FS Box | 1-Gang | 1
270 | BOX-HDY | Standard Handy Box | 7 | Boxes | Standard Handy Box | Steel City | ABB | EA | 250 | 30 | 50 | 100 | 4.2 | 4 | 1 |  |  | true |  | "2026-03-03T14:19:38.281Z" | "2026-03-03T14:19:38.281Z" | Handy Box | Standard | 1
271 | WPB-1G | 1-Gang Weatherproof Box | 7 | Boxes | 1-Gang Weatherproof Box | Steel City | ABB | EA | 250 | 30 | 50 | 100 | 10.5 | 4 | 1 |  |  | true |  | "2026-03-03T14:19:38.281Z" | "2026-03-03T14:19:38.281Z" | Weatherproof Box | 1-Gang | 1
272 | MR-58 | 5/8" Mud Ring | 7 | Boxes | 5/8" Mud Ring | Steel City | ABB | EA | 250 | 30 | 50 | 100 | 2.4 | 4 | 1 |  |  | true |  | "2026-03-03T14:19:38.281Z" | "2026-03-03T14:19:38.281Z" | Mud Ring | 5/8" | 625
273 | MR-34 | 3/4" Mud Ring | 7 | Boxes | 3/4" Mud Ring | Steel City | ABB | EA | 250 | 30 | 50 | 100 | 2.4 | 4 | 1 |  |  | true |  | "2026-03-03T14:19:38.281Z" | "2026-03-03T14:19:38.281Z" | Mud Ring | 3/4" | 750
274 | BOX-LB-075 | 3/4" Conduit Body LB | 7 | Boxes | 3/4" Conduit Body LB | Steel City | ABB | EA | 60 | 30 | 50 | 100 | 18 | 4 | 1 |  |  | true |  | "2026-03-03T14:19:38.281Z" | "2026-03-03T14:19:38.281Z" | Conduit Body LB | 3/4" | 750
275 | BOX-LB-100 | 1" Conduit Body LB | 7 | Boxes | 1" Conduit Body LB | Steel City | ABB | EA | 60 | 30 | 50 | 100 | 22 | 4 | 1 |  |  | true |  | "2026-03-03T14:19:38.281Z" | "2026-03-03T14:19:38.281Z" | Conduit Body LB | 1" | 1000
276 | MR-114 | 1-1/4" Mud Ring | 7 | Boxes | 1-1/4" Mud Ring | Steel City | ABB | EA | 250 | 30 | 50 | 100 | 2.8 | 4 | 1 |  |  | true |  | "2026-03-03T14:19:38.281Z" | "2026-03-03T14:19:38.281Z" | Mud Ring | 1-1/4" | 1250
277 | BOX-LB-125 | 1-1/4" Conduit Body LB | 7 | Boxes | 1-1/4" Conduit Body LB | Steel City | ABB | EA | 60 | 30 | 50 | 100 | 32 | 4 | 1 |  |  | true |  | "2026-03-03T14:19:38.281Z" | "2026-03-03T14:19:38.281Z" | Conduit Body LB | 1-1/4" | 1250
278 | EXT-112 | 1-1/2" Extension Ring | 7 | Boxes | 1-1/2" Extension Ring | Steel City | ABB | EA | 60 | 30 | 50 | 100 | 6.2 | 4 | 1 |  |  | true |  | "2026-03-03T14:19:38.281Z" | "2026-03-03T14:19:38.281Z" | Extension Ring | 1-1/2" | 1500
279 | MR-112 | 1-1/2" Mud Ring | 7 | Boxes | 1-1/2" Mud Ring | Steel City | ABB | EA | 250 | 30 | 50 | 100 | 2.8 | 4 | 1 |  |  | true |  | "2026-03-03T14:19:38.281Z" | "2026-03-03T14:19:38.281Z" | Mud Ring | 1-1/2" | 1500
280 | EXT-218 | 2-1/8" Extension Ring | 7 | Boxes | 2-1/8" Extension Ring | Steel City | ABB | EA | 60 | 30 | 50 | 100 | 8.9 | 4 | 1 |  |  | true |  | "2026-03-03T14:19:38.281Z" | "2026-03-03T14:19:38.281Z" | Extension Ring | 2-1/8" | 2125
281 | BOX-4112 | 4" x 1-1/2" Square Box | 7 | Boxes | 4" x 1-1/2" Square Box | Steel City | ABB | EA | 250 | 30 | 50 | 100 | 8.5 | 4 | 1 |  |  | true |  | "2026-03-03T14:19:38.281Z" | "2026-03-03T14:19:38.281Z" | Square Box | 4" x 1-1/2" | 4000
282 | BOX-4218 | 4" x 2-1/8" Square Box | 7 | Boxes | 4" x 2-1/8" Square Box | Steel City | ABB | EA | 250 | 30 | 50 | 100 | 9.5 | 4 | 1 |  |  | true |  | "2026-03-03T14:19:38.281Z" | "2026-03-03T14:19:38.281Z" | Square Box | 4" x 2-1/8" | 4000
283 | BOX-41116112 | 4-11/16" x 1-1/2" Square Box | 7 | Boxes | 4-11/16" x 1-1/2" Square Box | Steel City | ABB | EA | 250 | 30 | 50 | 100 | 14.5 | 4 | 1 |  |  | true |  | "2026-03-03T14:19:38.281Z" | "2026-03-03T14:19:38.281Z" | Square Box | 4-11/16" x 1-1/2" | 4687
284 | BOX-41116218 | 4-11/16" x 2-1/8" Square Box | 7 | Boxes | 4-11/16" x 2-1/8" Square Box | Steel City | ABB | EA | 250 | 30 | 50 | 100 | 16.5 | 4 | 1 |  |  | true |  | "2026-03-03T14:19:38.281Z" | "2026-03-03T14:19:38.281Z" | Square Box | 4-11/16" x 2-1/8" | 4687
402 | WPB-4SQ | 4" Square Weatherproof Box | 7 | Boxes | Weatherproof 4" Square Box | Bell | Hubbell | EA | 24 | 8 | 12 | 24 | 7.5 | 4 | 1 |  |  | 1 |  | 2026-03-03T14:19:38.281Z | 2026-03-03T14:19:38.281Z | Weatherproof Box | 4" Square | 1
403 | WPB-24 | 2x4 Weatherproof Box | 7 | Boxes | Weatherproof 2x4 Box | Bell | Hubbell | EA | 24 | 8 | 12 | 24 | 6.2 | 4 | 1 |  |  | 1 |  | 2026-03-03T14:19:38.281Z | 2026-03-03T14:19:38.281Z | Weatherproof Box | 2x4 | 1
404 | CVR-WP | Standard Weatherproof Box Cover | 7 | Boxes | Weatherproof Box Cover | Bell | Hubbell | EA | 24 | 8 | 12 | 24 | 2.8 | 4 | 1 |  |  | 1 |  | 2026-03-03T14:19:38.281Z | 2026-03-03T14:19:38.281Z | Weatherproof Box Cover | Standard | 1
405 | JB-N1-664 | 6x6x4 NEMA1 Junction Box | 7 | Boxes | 6x6x4 indoor junction box | Hoffman | nVent | EA | 6 | 2 | 3 | 6 | 45 | 4 | 1 |  |  | 1 |  | 2026-03-03T14:19:38.281Z | 2026-03-03T14:19:38.281Z | Indoor Junction Box | 6x6x4 | 664
406 | JB-N3R-664 | 6x6x4 NEMA3R Junction Box | 7 | Boxes | 6x6x4 outdoor junction box | Hoffman | nVent | EA | 6 | 2 | 3 | 6 | 58 | 4 | 1 |  |  | 1 |  | 2026-03-03T14:19:38.281Z | 2026-03-03T14:19:38.281Z | Outdoor Junction Box | 6x6x4 | 664
407 | JB-N1-884 | 8x8x4 NEMA1 Junction Box | 7 | Boxes | 8x8x4 indoor junction box | Hoffman | nVent | EA | 6 | 2 | 3 | 6 | 45 | 4 | 1 |  |  | 1 |  | 2026-03-03T14:19:38.281Z | 2026-03-03T14:19:38.281Z | Indoor Junction Box | 8x8x4 | 884
408 | JB-N3R-884 | 8x8x4 NEMA3R Junction Box | 7 | Boxes | 8x8x4 outdoor junction box | Hoffman | nVent | EA | 6 | 2 | 3 | 6 | 58 | 4 | 1 |  |  | 1 |  | 2026-03-03T14:19:38.281Z | 2026-03-03T14:19:38.281Z | Outdoor Junction Box | 8x8x4 | 884
409 | JB-N1-12124 | 12x12x4 NEMA1 Junction Box | 7 | Boxes | 12x12x4 indoor junction box | Hoffman | nVent | EA | 6 | 2 | 3 | 6 | 45 | 4 | 1 |  |  | 1 |  | 2026-03-03T14:19:38.281Z | 2026-03-03T14:19:38.281Z | Indoor Junction Box | 12x12x4 | 12124
410 | JB-N3R-12124 | 12x12x4 NEMA3R Junction Box | 7 | Boxes | 12x12x4 outdoor junction box | Hoffman | nVent | EA | 6 | 2 | 3 | 6 | 58 | 4 | 1 |  |  | 1 |  | 2026-03-03T14:19:38.281Z | 2026-03-03T14:19:38.281Z | Outdoor Junction Box | 12x12x4 | 12124
411 | JB-N1-24244 | 24x24x4 NEMA1 Junction Box | 7 | Boxes | 24x24x4 indoor junction box | Hoffman | nVent | EA | 6 | 2 | 3 | 6 | 45 | 4 | 1 |  |  | 1 |  | 2026-03-03T14:19:38.281Z | 2026-03-03T14:19:38.281Z | Indoor Junction Box | 24x24x4 | 24244
412 | JB-N3R-24244 | 24x24x4 NEMA3R Junction Box | 7 | Boxes | 24x24x4 outdoor junction box | Hoffman | nVent | EA | 6 | 2 | 3 | 6 | 58 | 4 | 1 |  |  | 1 |  | 2026-03-03T14:19:38.281Z | 2026-03-03T14:19:38.281Z | Outdoor Junction Box | 24x24x4 | 24244

## DIST_POWER
id | sku | name | category_id | subcategory | description | brand | manufacturer | unit_of_measure | quantity_on_hand | minimum_stock | reorder_point | reorder_quantity | unit_cost | supplier_id | primary_location_id | bin_location | status_override | is_active | notes | created_at | updated_at | base_item_name | size_label | size_sort_value
285 | TR-15 | 15kVA Transformer | 8 | Transformers | 15kVA Transformer 480V-208Y/120V | Square D | Schneider Electric | EA | 3 | 1 | 2 | 2 | 650 | 1 | 1 |  |  | true |  | "2026-03-03T14:19:38.281Z" | "2026-03-03T14:19:38.281Z" | Transformer | 15kVA | 150
286 | BRK-15-1P | 15A 1P Breaker | 8 | Breakers | 15A 1P Breaker | Square D | Schneider Electric | EA | 170 | 1 | 2 | 5 | 6.75 | 1 | 1 |  |  | true |  | "2026-03-03T14:19:38.281Z" | "2026-03-03T14:19:38.281Z" | Breaker | 15A 1P | 151
287 | BRK-20-1P | 20A 1P Breaker | 8 | Breakers | 20A 1P Breaker | Square D | Schneider Electric | EA | 170 | 1 | 2 | 5 | 8.5 | 1 | 1 |  |  | true |  | "2026-03-03T14:19:38.281Z" | "2026-03-03T14:19:38.281Z" | Breaker | 20A 1P | 201
288 | BRK-20-2P | 20A 2P Breaker | 8 | Breakers | 20A 2P Breaker | Square D | Schneider Electric | EA | 70 | 1 | 2 | 5 | 21.5 | 1 | 1 |  |  | true |  | "2026-03-03T14:19:38.281Z" | "2026-03-03T14:19:38.281Z" | Breaker | 20A 2P | 202
290 | TR-30 | 30kVA Transformer | 8 | Transformers | 30kVA Transformer 480V-208Y/120V | Square D | Schneider Electric | EA | 2 | 1 | 1 | 2 | 980 | 1 | 1 |  |  | true |  | "2026-03-03T14:19:38.281Z" | "2026-03-03T14:19:38.281Z" | Transformer | 30kVA | 300
291 | BRK-30-1P | 30A 1P Breaker | 8 | Breakers | 30A 1P Breaker | Square D | Schneider Electric | EA | 80 | 1 | 2 | 5 | 11.5 | 1 | 1 |  |  | true |  | "2026-03-03T14:19:38.281Z" | "2026-03-03T14:19:38.281Z" | Breaker | 30A 1P | 301
292 | BRK-30-2P | 30A 2P Breaker | 8 | Breakers | 30A 2P Breaker | Square D | Schneider Electric | EA | 60 | 1 | 2 | 5 | 24.5 | 1 | 1 |  |  | true |  | "2026-03-03T14:19:38.281Z" | "2026-03-03T14:19:38.281Z" | Breaker | 30A 2P | 302
293 | BRK-40-2P | 40A 2P Breaker | 8 | Breakers | 40A 2P Breaker | Square D | Schneider Electric | EA | 40 | 1 | 2 | 5 | 29.5 | 1 | 1 |  |  | true |  | "2026-03-03T14:19:38.281Z" | "2026-03-03T14:19:38.281Z" | Breaker | 40A 2P | 402
294 | TR-45 | 45kVA Transformer | 8 | Transformers | 45kVA Transformer 480V-208Y/120V | Square D | Schneider Electric | EA | 2 | 1 | 1 | 2 | 1250 | 1 | 3 |  |  | true |  | "2026-03-03T14:19:38.281Z" | "2026-03-03T14:19:38.281Z" | Transformer | 45kVA | 450
295 | BRK-50-2P | 50A 2P Breaker | 8 | Breakers | 50A 2P Breaker | Square D | Schneider Electric | EA | 35 | 1 | 2 | 5 | 34.5 | 1 | 1 |  |  | true |  | "2026-03-03T14:19:38.281Z" | "2026-03-03T14:19:38.281Z" | Breaker | 50A 2P | 502
297 | BRK-60-3P | 60A 3P Breaker | 8 | Breakers | 60A 3P Breaker | Square D | Schneider Electric | EA | 18 | 1 | 2 | 5 | 78 | 1 | 1 |  |  | true |  | "2026-03-03T14:19:38.281Z" | "2026-03-03T14:19:38.281Z" | Breaker | 60A 3P | 603
298 | TR-75 | 75kVA Transformer | 8 | Transformers | 75kVA Transformer 480V-208Y/120V | Square D | Schneider Electric | EA | 1 | 1 | 1 | 2 | 2200 | 1 | 3 |  |  | true |  | "2026-03-03T14:19:38.281Z" | "2026-03-03T14:19:38.281Z" | Transformer | 75kVA | 750
300 | BRK-100-3P | 100A 3P Breaker | 8 | Breakers | 100A 3P Breaker | Square D | Schneider Electric | EA | 12 | 1 | 2 | 5 | 145 | 1 | 1 |  |  | true |  | "2026-03-03T14:19:38.281Z" | "2026-03-03T14:19:38.281Z" | Breaker | 100A 3P | 1003
301 | ATS-200 | 200A Automatic Transfer Switch | 8 | Power | 200A Automatic Transfer Switch | Square D | Schneider Electric | EA | 1 | 1 | 1 | 2 | 3500 | 1 | 3 |  |  | true |  | "2026-03-03T14:19:38.281Z" | "2026-03-03T14:19:38.281Z" | Automatic Transfer Switch | 200A | 2000
303 | PNL-225 | 225A Panelboard | 8 | Power | 225A Panelboard | Square D | Schneider Electric | EA | 3 | 1 | 2 | 2 | 850 | 1 | 1 |  |  | true |  | "2026-03-03T14:19:38.281Z" | "2026-03-03T14:19:38.281Z" | Panelboard | 225A | 2250
304 | BRK-225-3P | 225A 3P Breaker | 8 | Breakers | 225A 3P Breaker | Square D | Schneider Electric | EA | 6 | 1 | 2 | 5 | 420 | 1 | 1 |  |  | true |  | "2026-03-03T14:19:38.281Z" | "2026-03-03T14:19:38.281Z" | Breaker | 225A 3P | 2253
306 | PNL-400 | 400A Panelboard | 8 | Power | 400A Panelboard | Square D | Schneider Electric | EA | 2 | 1 | 1 | 2 | 1650 | 1 | 3 |  |  | true |  | "2026-03-03T14:19:38.281Z" | "2026-03-03T14:19:38.281Z" | Panelboard | 400A | 4000
307 | BRK-400-3P | 400A 3P Breaker | 8 | Breakers | 400A 3P Breaker | Square D | Schneider Electric | EA | 3 | 1 | 2 | 2 | 925 | 1 | 1 |  |  | true |  | "2026-03-03T14:19:38.281Z" | "2026-03-03T14:19:38.281Z" | Breaker | 400A 3P | 4003
413 | FUS-240-15 | 15A Fuse 240V | 8 | Fuses | 240V 15A fuse | Bussmann | Eaton | EA | 20 | 6 | 10 | 20 | 12.75 | 1 | 1 |  |  | 1 |  | 2026-03-03T14:19:38.281Z | 2026-03-03T14:19:38.281Z | Fuse 240V | 15A | 240015
414 | FUS-240-20 | 20A Fuse 240V | 8 | Fuses | 240V 20A fuse | Bussmann | Eaton | EA | 20 | 6 | 10 | 20 | 13 | 1 | 1 |  |  | 1 |  | 2026-03-03T14:19:38.281Z | 2026-03-03T14:19:38.281Z | Fuse 240V | 20A | 240020
415 | FUS-240-30 | 30A Fuse 240V | 8 | Fuses | 240V 30A fuse | Bussmann | Eaton | EA | 20 | 6 | 10 | 20 | 13.5 | 1 | 1 |  |  | 1 |  | 2026-03-03T14:19:38.281Z | 2026-03-03T14:19:38.281Z | Fuse 240V | 30A | 240030
416 | FUS-240-60 | 60A Fuse 240V | 8 | Fuses | 240V 60A fuse | Bussmann | Eaton | EA | 20 | 6 | 10 | 20 | 15 | 1 | 1 |  |  | 1 |  | 2026-03-03T14:19:38.281Z | 2026-03-03T14:19:38.281Z | Fuse 240V | 60A | 240060
417 | FUS-240-100 | 100A Fuse 240V | 8 | Fuses | 240V 100A fuse | Bussmann | Eaton | EA | 20 | 6 | 10 | 20 | 17 | 1 | 1 |  |  | 1 |  | 2026-03-03T14:19:38.281Z | 2026-03-03T14:19:38.281Z | Fuse 240V | 100A | 240100
418 | FUS-240-200 | 200A Fuse 240V | 8 | Fuses | 240V 200A fuse | Bussmann | Eaton | EA | 20 | 6 | 10 | 20 | 22 | 1 | 3 |  |  | 1 |  | 2026-03-03T14:19:38.281Z | 2026-03-03T14:19:38.281Z | Fuse 240V | 200A | 240200
419 | FUS-240-400 | 400A Fuse 240V | 8 | Fuses | 240V 400A fuse | Bussmann | Eaton | EA | 20 | 6 | 10 | 20 | 32 | 1 | 3 |  |  | 1 |  | 2026-03-03T14:19:38.281Z | 2026-03-03T14:19:38.281Z | Fuse 240V | 400A | 240400
420 | FUS-600-15 | 15A Fuse 600V | 8 | Fuses | 600V 15A fuse | Bussmann | Eaton | EA | 20 | 6 | 10 | 20 | 16.8333 | 1 | 1 |  |  | 1 |  | 2026-03-03T14:19:38.281Z | 2026-03-03T14:19:38.281Z | Fuse 600V | 15A | 600015
421 | FUS-600-20 | 20A Fuse 600V | 8 | Fuses | 600V 20A fuse | Bussmann | Eaton | EA | 20 | 6 | 10 | 20 | 17.1111 | 1 | 1 |  |  | 1 |  | 2026-03-03T14:19:38.281Z | 2026-03-03T14:19:38.281Z | Fuse 600V | 20A | 600020
422 | FUS-600-30 | 30A Fuse 600V | 8 | Fuses | 600V 30A fuse | Bussmann | Eaton | EA | 20 | 6 | 10 | 20 | 17.6667 | 1 | 1 |  |  | 1 |  | 2026-03-03T14:19:38.281Z | 2026-03-03T14:19:38.281Z | Fuse 600V | 30A | 600030
423 | FUS-600-60 | 60A Fuse 600V | 8 | Fuses | 600V 60A fuse | Bussmann | Eaton | EA | 20 | 6 | 10 | 20 | 19.3333 | 1 | 1 |  |  | 1 |  | 2026-03-03T14:19:38.281Z | 2026-03-03T14:19:38.281Z | Fuse 600V | 60A | 600060
424 | FUS-600-100 | 100A Fuse 600V | 8 | Fuses | 600V 100A fuse | Bussmann | Eaton | EA | 20 | 6 | 10 | 20 | 21.5556 | 1 | 1 |  |  | 1 |  | 2026-03-03T14:19:38.281Z | 2026-03-03T14:19:38.281Z | Fuse 600V | 100A | 600100
425 | FUS-600-200 | 200A Fuse 600V | 8 | Fuses | 600V 200A fuse | Bussmann | Eaton | EA | 20 | 6 | 10 | 20 | 27.1111 | 1 | 3 |  |  | 1 |  | 2026-03-03T14:19:38.281Z | 2026-03-03T14:19:38.281Z | Fuse 600V | 200A | 600200
426 | FUS-600-400 | 400A Fuse 600V | 8 | Fuses | 600V 400A fuse | Bussmann | Eaton | EA | 20 | 6 | 10 | 20 | 38.2222 | 1 | 3 |  |  | 1 |  | 2026-03-03T14:19:38.281Z | 2026-03-03T14:19:38.281Z | Fuse 600V | 400A | 600400
427 | TR-45-2 | 45kVA Transformer | 8 | Transformers | Transformer 45kVA | Square D | Schneider | EA | 8 | 2 | 4 | 8 | 950 | 1 | 3 |  |  | 1 |  | 2026-03-03T14:19:38.281Z | 2026-03-03T14:19:38.281Z | Transformer | 45kVA | 450
428 | TR-75-2 | 75kVA Transformer | 8 | Transformers | Transformer 75kVA | Square D | Schneider | EA | 8 | 2 | 4 | 8 | 1450 | 1 | 3 |  |  | 1 |  | 2026-03-03T14:19:38.281Z | 2026-03-03T14:19:38.281Z | Transformer | 75kVA | 750
429 | DS-N1-240-FUS-30 | 30A 240V NEMA1 Fusible Disconnect Switch | 8 | Disconnect Switches | 30A 240V indoor Fusible Disconnect Switch | Square D | Schneider Electric | EA | 26 | 1 | 2 | 4 | 82.5 | 1 | 1 |  |  | true |  | "2026-03-03T14:19:38.281Z" | "2026-03-03T14:19:38.281Z" | Disconnect Switch | 30A 240V Indoor Fusible | 30241
430 | DS-N1-240-NF-30 | 30A 240V NEMA1 Non-Fused Disconnect Switch | 8 | Disconnect Switches | 30A 240V indoor Non-Fused Disconnect Switch | Square D | Schneider Electric | EA | 26 | 1 | 2 | 4 | 75 | 1 | 1 |  |  | true |  | "2026-03-03T14:19:38.281Z" | "2026-03-03T14:19:38.281Z" | Disconnect Switch | 30A 240V Indoor Non-Fused | 30240
431 | DS-N3R-240-FUS-30 | 30A 240V NEMA3R Fusible Disconnect Switch | 8 | Disconnect Switches | 30A 240V outdoor Fusible Disconnect Switch | Square D | Schneider Electric | EA | 26 | 1 | 2 | 4 | 99 | 1 | 3 |  |  | true |  | "2026-03-03T14:19:38.281Z" | "2026-03-03T14:19:38.281Z" | Disconnect Switch | 30A 240V Outdoor Fusible | 30341
432 | DS-N3R-240-NF-30 | 30A 240V NEMA3R Non-Fused Disconnect Switch | 8 | Disconnect Switches | 30A 240V outdoor Non-Fused Disconnect Switch | Square D | Schneider Electric | EA | 26 | 1 | 2 | 4 | 90 | 1 | 3 |  |  | true |  | "2026-03-03T14:19:38.281Z" | "2026-03-03T14:19:38.281Z" | Disconnect Switch | 30A 240V Outdoor Non-Fused | 30340
433 | DS-N1-600-FUS-30 | 30A 600V NEMA1 Fusible Disconnect Switch | 8 | Disconnect Switches | 30A 600V indoor Fusible Disconnect Switch | Square D | Schneider Electric | EA | 26 | 1 | 2 | 4 | 94.88 | 1 | 1 |  |  | true |  | "2026-03-03T14:19:38.281Z" | "2026-03-03T14:19:38.281Z" | Disconnect Switch | 30A 600V Indoor Fusible | 30601
434 | DS-N1-600-NF-30 | 30A 600V NEMA1 Non-Fused Disconnect Switch | 8 | Disconnect Switches | 30A 600V indoor Non-Fused Disconnect Switch | Square D | Schneider Electric | EA | 26 | 1 | 2 | 4 | 86.25 | 1 | 1 |  |  | true |  | "2026-03-03T14:19:38.281Z" | "2026-03-03T14:19:38.281Z" | Disconnect Switch | 30A 600V Indoor Non-Fused | 30600
435 | DS-N3R-600-FUS-30 | 30A 600V NEMA3R Fusible Disconnect Switch | 8 | Disconnect Switches | 30A 600V outdoor Fusible Disconnect Switch | Square D | Schneider Electric | EA | 26 | 1 | 2 | 4 | 113.85 | 1 | 3 |  |  | true |  | "2026-03-03T14:19:38.281Z" | "2026-03-03T14:19:38.281Z" | Disconnect Switch | 30A 600V Outdoor Fusible | 30701
436 | DS-N3R-600-NF-30 | 30A 600V NEMA3R Non-Fused Disconnect Switch | 8 | Disconnect Switches | 30A 600V outdoor Non-Fused Disconnect Switch | Square D | Schneider Electric | EA | 26 | 1 | 2 | 4 | 103.5 | 1 | 3 |  |  | true |  | "2026-03-03T14:19:38.281Z" | "2026-03-03T14:19:38.281Z" | Disconnect Switch | 30A 600V Outdoor Non-Fused | 30700
437 | DS-N1-240-FUS-60 | 60A 240V NEMA1 Fusible Disconnect Switch | 8 | Disconnect Switches | 60A 240V indoor Fusible Disconnect Switch | Square D | Schneider Electric | EA | 22 | 1 | 2 | 4 | 137.5 | 1 | 1 |  |  | true |  | "2026-03-03T14:19:38.281Z" | "2026-03-03T14:19:38.281Z" | Disconnect Switch | 60A 240V Indoor Fusible | 60241
438 | DS-N1-240-NF-60 | 60A 240V NEMA1 Non-Fused Disconnect Switch | 8 | Disconnect Switches | 60A 240V indoor Non-Fused Disconnect Switch | Square D | Schneider Electric | EA | 22 | 1 | 2 | 4 | 125 | 1 | 1 |  |  | true |  | "2026-03-03T14:19:38.281Z" | "2026-03-03T14:19:38.281Z" | Disconnect Switch | 60A 240V Indoor Non-Fused | 60240
439 | DS-N3R-240-FUS-60 | 60A 240V NEMA3R Fusible Disconnect Switch | 8 | Disconnect Switches | 60A 240V outdoor Fusible Disconnect Switch | Square D | Schneider Electric | EA | 22 | 1 | 2 | 4 | 165 | 1 | 3 |  |  | true |  | "2026-03-03T14:19:38.281Z" | "2026-03-03T14:19:38.281Z" | Disconnect Switch | 60A 240V Outdoor Fusible | 60341
440 | DS-N3R-240-NF-60 | 60A 240V NEMA3R Non-Fused Disconnect Switch | 8 | Disconnect Switches | 60A 240V outdoor Non-Fused Disconnect Switch | Square D | Schneider Electric | EA | 22 | 1 | 2 | 4 | 150 | 1 | 3 |  |  | true |  | "2026-03-03T14:19:38.281Z" | "2026-03-03T14:19:38.281Z" | Disconnect Switch | 60A 240V Outdoor Non-Fused | 60340
441 | DS-N1-600-FUS-60 | 60A 600V NEMA1 Fusible Disconnect Switch | 8 | Disconnect Switches | 60A 600V indoor Fusible Disconnect Switch | Square D | Schneider Electric | EA | 22 | 1 | 2 | 4 | 158.12 | 1 | 1 |  |  | true |  | "2026-03-03T14:19:38.281Z" | "2026-03-03T14:19:38.281Z" | Disconnect Switch | 60A 600V Indoor Fusible | 60601
442 | DS-N1-600-NF-60 | 60A 600V NEMA1 Non-Fused Disconnect Switch | 8 | Disconnect Switches | 60A 600V indoor Non-Fused Disconnect Switch | Square D | Schneider Electric | EA | 22 | 1 | 2 | 4 | 143.75 | 1 | 1 |  |  | true |  | "2026-03-03T14:19:38.281Z" | "2026-03-03T14:19:38.281Z" | Disconnect Switch | 60A 600V Indoor Non-Fused | 60600
443 | DS-N3R-600-FUS-60 | 60A 600V NEMA3R Fusible Disconnect Switch | 8 | Disconnect Switches | 60A 600V outdoor Fusible Disconnect Switch | Square D | Schneider Electric | EA | 22 | 1 | 2 | 4 | 189.75 | 1 | 3 |  |  | true |  | "2026-03-03T14:19:38.281Z" | "2026-03-03T14:19:38.281Z" | Disconnect Switch | 60A 600V Outdoor Fusible | 60701
444 | DS-N3R-600-NF-60 | 60A 600V NEMA3R Non-Fused Disconnect Switch | 8 | Disconnect Switches | 60A 600V outdoor Non-Fused Disconnect Switch | Square D | Schneider Electric | EA | 22 | 1 | 2 | 4 | 172.5 | 1 | 3 |  |  | true |  | "2026-03-03T14:19:38.281Z" | "2026-03-03T14:19:38.281Z" | Disconnect Switch | 60A 600V Outdoor Non-Fused | 60700
445 | DS-N1-240-FUS-100 | 100A 240V NEMA1 Fusible Disconnect Switch | 8 | Disconnect Switches | 100A 240V indoor Fusible Disconnect Switch | Square D | Schneider Electric | EA | 18 | 1 | 2 | 4 | 203.5 | 1 | 1 |  |  | true |  | "2026-03-03T14:19:38.281Z" | "2026-03-03T14:19:38.281Z" | Disconnect Switch | 100A 240V Indoor Fusible | 100241
446 | DS-N1-240-NF-100 | 100A 240V NEMA1 Non-Fused Disconnect Switch | 8 | Disconnect Switches | 100A 240V indoor Non-Fused Disconnect Switch | Square D | Schneider Electric | EA | 18 | 1 | 2 | 4 | 185 | 1 | 1 |  |  | true |  | "2026-03-03T14:19:38.281Z" | "2026-03-03T14:19:38.281Z" | Disconnect Switch | 100A 240V Indoor Non-Fused | 100240
447 | DS-N3R-240-FUS-100 | 100A 240V NEMA3R Fusible Disconnect Switch | 8 | Disconnect Switches | 100A 240V outdoor Fusible Disconnect Switch | Square D | Schneider Electric | EA | 18 | 1 | 2 | 4 | 244.2 | 1 | 3 |  |  | true |  | "2026-03-03T14:19:38.281Z" | "2026-03-03T14:19:38.281Z" | Disconnect Switch | 100A 240V Outdoor Fusible | 100341
448 | DS-N3R-240-NF-100 | 100A 240V NEMA3R Non-Fused Disconnect Switch | 8 | Disconnect Switches | 100A 240V outdoor Non-Fused Disconnect Switch | Square D | Schneider Electric | EA | 18 | 1 | 2 | 4 | 222 | 1 | 3 |  |  | true |  | "2026-03-03T14:19:38.281Z" | "2026-03-03T14:19:38.281Z" | Disconnect Switch | 100A 240V Outdoor Non-Fused | 100340
449 | DS-N1-600-FUS-100 | 100A 600V NEMA1 Fusible Disconnect Switch | 8 | Disconnect Switches | 100A 600V indoor Fusible Disconnect Switch | Square D | Schneider Electric | EA | 18 | 1 | 2 | 4 | 234.02 | 1 | 1 |  |  | true |  | "2026-03-03T14:19:38.281Z" | "2026-03-03T14:19:38.281Z" | Disconnect Switch | 100A 600V Indoor Fusible | 100601
450 | DS-N1-600-NF-100 | 100A 600V NEMA1 Non-Fused Disconnect Switch | 8 | Disconnect Switches | 100A 600V indoor Non-Fused Disconnect Switch | Square D | Schneider Electric | EA | 18 | 1 | 2 | 4 | 212.75 | 1 | 1 |  |  | true |  | "2026-03-03T14:19:38.281Z" | "2026-03-03T14:19:38.281Z" | Disconnect Switch | 100A 600V Indoor Non-Fused | 100600
451 | DS-N3R-600-FUS-100 | 100A 600V NEMA3R Fusible Disconnect Switch | 8 | Disconnect Switches | 100A 600V outdoor Fusible Disconnect Switch | Square D | Schneider Electric | EA | 18 | 1 | 2 | 4 | 280.83 | 1 | 3 |  |  | true |  | "2026-03-03T14:19:38.281Z" | "2026-03-03T14:19:38.281Z" | Disconnect Switch | 100A 600V Outdoor Fusible | 100701
452 | DS-N3R-600-NF-100 | 100A 600V NEMA3R Non-Fused Disconnect Switch | 8 | Disconnect Switches | 100A 600V outdoor Non-Fused Disconnect Switch | Square D | Schneider Electric | EA | 18 | 1 | 2 | 4 | 255.3 | 1 | 3 |  |  | true |  | "2026-03-03T14:19:38.281Z" | "2026-03-03T14:19:38.281Z" | Disconnect Switch | 100A 600V Outdoor Non-Fused | 100700
453 | DS-N1-240-FUS-200 | 200A 240V NEMA1 Fusible Disconnect Switch | 8 | Disconnect Switches | 200A 240V indoor Fusible Disconnect Switch | Square D | Schneider Electric | EA | 14 | 1 | 2 | 4 | 467.5 | 1 | 1 |  |  | true |  | "2026-03-03T14:19:38.281Z" | "2026-03-03T14:19:38.281Z" | Disconnect Switch | 200A 240V Indoor Fusible | 200241
454 | DS-N1-240-NF-200 | 200A 240V NEMA1 Non-Fused Disconnect Switch | 8 | Disconnect Switches | 200A 240V indoor Non-Fused Disconnect Switch | Square D | Schneider Electric | EA | 14 | 1 | 2 | 4 | 425 | 1 | 1 |  |  | true |  | "2026-03-03T14:19:38.281Z" | "2026-03-03T14:19:38.281Z" | Disconnect Switch | 200A 240V Indoor Non-Fused | 200240
455 | DS-N3R-240-FUS-200 | 200A 240V NEMA3R Fusible Disconnect Switch | 8 | Disconnect Switches | 200A 240V outdoor Fusible Disconnect Switch | Square D | Schneider Electric | EA | 14 | 1 | 2 | 4 | 561 | 1 | 3 |  |  | true |  | "2026-03-03T14:19:38.281Z" | "2026-03-03T14:19:38.281Z" | Disconnect Switch | 200A 240V Outdoor Fusible | 200341
456 | DS-N3R-240-NF-200 | 200A 240V NEMA3R Non-Fused Disconnect Switch | 8 | Disconnect Switches | 200A 240V outdoor Non-Fused Disconnect Switch | Square D | Schneider Electric | EA | 14 | 1 | 2 | 4 | 510 | 1 | 3 |  |  | true |  | "2026-03-03T14:19:38.281Z" | "2026-03-03T14:19:38.281Z" | Disconnect Switch | 200A 240V Outdoor Non-Fused | 200340
457 | DS-N1-600-FUS-200 | 200A 600V NEMA1 Fusible Disconnect Switch | 8 | Disconnect Switches | 200A 600V indoor Fusible Disconnect Switch | Square D | Schneider Electric | EA | 14 | 1 | 2 | 4 | 537.62 | 1 | 1 |  |  | true |  | "2026-03-03T14:19:38.281Z" | "2026-03-03T14:19:38.281Z" | Disconnect Switch | 200A 600V Indoor Fusible | 200601
458 | DS-N1-600-NF-200 | 200A 600V NEMA1 Non-Fused Disconnect Switch | 8 | Disconnect Switches | 200A 600V indoor Non-Fused Disconnect Switch | Square D | Schneider Electric | EA | 14 | 1 | 2 | 4 | 488.75 | 1 | 1 |  |  | true |  | "2026-03-03T14:19:38.281Z" | "2026-03-03T14:19:38.281Z" | Disconnect Switch | 200A 600V Indoor Non-Fused | 200600
459 | DS-N3R-600-FUS-200 | 200A 600V NEMA3R Fusible Disconnect Switch | 8 | Disconnect Switches | 200A 600V outdoor Fusible Disconnect Switch | Square D | Schneider Electric | EA | 14 | 1 | 2 | 4 | 645.15 | 1 | 3 |  |  | true |  | "2026-03-03T14:19:38.281Z" | "2026-03-03T14:19:38.281Z" | Disconnect Switch | 200A 600V Outdoor Fusible | 200701
460 | DS-N3R-600-NF-200 | 200A 600V NEMA3R Non-Fused Disconnect Switch | 8 | Disconnect Switches | 200A 600V outdoor Non-Fused Disconnect Switch | Square D | Schneider Electric | EA | 14 | 1 | 2 | 4 | 586.5 | 1 | 3 |  |  | true |  | "2026-03-03T14:19:38.281Z" | "2026-03-03T14:19:38.281Z" | Disconnect Switch | 200A 600V Outdoor Non-Fused | 200700
461 | DS-N1-240-FUS-400 | 400A 240V NEMA1 Fusible Disconnect Switch | 8 | Disconnect Switches | 400A 240V indoor Fusible Disconnect Switch | Square D | Schneider Electric | EA | 10 | 1 | 2 | 4 | 1078 | 1 | 1 |  |  | true |  | "2026-03-03T14:19:38.281Z" | "2026-03-03T14:19:38.281Z" | Disconnect Switch | 400A 240V Indoor Fusible | 400241
462 | DS-N1-240-NF-400 | 400A 240V NEMA1 Non-Fused Disconnect Switch | 8 | Disconnect Switches | 400A 240V indoor Non-Fused Disconnect Switch | Square D | Schneider Electric | EA | 10 | 1 | 2 | 4 | 980 | 1 | 1 |  |  | true |  | "2026-03-03T14:19:38.281Z" | "2026-03-03T14:19:38.281Z" | Disconnect Switch | 400A 240V Indoor Non-Fused | 400240
463 | DS-N3R-240-FUS-400 | 400A 240V NEMA3R Fusible Disconnect Switch | 8 | Disconnect Switches | 400A 240V outdoor Fusible Disconnect Switch | Square D | Schneider Electric | EA | 10 | 1 | 2 | 4 | 1293.6 | 1 | 3 |  |  | true |  | "2026-03-03T14:19:38.281Z" | "2026-03-03T14:19:38.281Z" | Disconnect Switch | 400A 240V Outdoor Fusible | 400341
464 | DS-N3R-240-NF-400 | 400A 240V NEMA3R Non-Fused Disconnect Switch | 8 | Disconnect Switches | 400A 240V outdoor Non-Fused Disconnect Switch | Square D | Schneider Electric | EA | 10 | 1 | 2 | 4 | 1176 | 1 | 3 |  |  | true |  | "2026-03-03T14:19:38.281Z" | "2026-03-03T14:19:38.281Z" | Disconnect Switch | 400A 240V Outdoor Non-Fused | 400340
465 | DS-N1-600-FUS-400 | 400A 600V NEMA1 Fusible Disconnect Switch | 8 | Disconnect Switches | 400A 600V indoor Fusible Disconnect Switch | Square D | Schneider Electric | EA | 10 | 1 | 2 | 4 | 1239.7 | 1 | 1 |  |  | true |  | "2026-03-03T14:19:38.281Z" | "2026-03-03T14:19:38.281Z" | Disconnect Switch | 400A 600V Indoor Fusible | 400601
466 | DS-N1-600-NF-400 | 400A 600V NEMA1 Non-Fused Disconnect Switch | 8 | Disconnect Switches | 400A 600V indoor Non-Fused Disconnect Switch | Square D | Schneider Electric | EA | 10 | 1 | 2 | 4 | 1127 | 1 | 1 |  |  | true |  | "2026-03-03T14:19:38.281Z" | "2026-03-03T14:19:38.281Z" | Disconnect Switch | 400A 600V Indoor Non-Fused | 400600
467 | DS-N3R-600-FUS-400 | 400A 600V NEMA3R Fusible Disconnect Switch | 8 | Disconnect Switches | 400A 600V outdoor Fusible Disconnect Switch | Square D | Schneider Electric | EA | 10 | 1 | 2 | 4 | 1487.64 | 1 | 3 |  |  | true |  | "2026-03-03T14:19:38.281Z" | "2026-03-03T14:19:38.281Z" | Disconnect Switch | 400A 600V Outdoor Fusible | 400701
468 | DS-N3R-600-NF-400 | 400A 600V NEMA3R Non-Fused Disconnect Switch | 8 | Disconnect Switches | 400A 600V outdoor Non-Fused Disconnect Switch | Square D | Schneider Electric | EA | 10 | 1 | 2 | 4 | 1352.4 | 1 | 3 |  |  | true |  | "2026-03-03T14:19:38.281Z" | "2026-03-03T14:19:38.281Z" | Disconnect Switch | 400A 600V Outdoor Non-Fused | 400700
469 | TR-15-2 | 15 kVA 480V-208Y/120V Transformer | 8 | Transformers | 15 kVA 480V-208Y/120V Transformer 480V-208Y/120V | Square D | Schneider Electric | EA | 4 | 1 | 1 | 1 | 1450 | 1 | 1 |  |  | true |  | "2026-03-03T14:19:38.281Z" | "2026-03-03T14:19:38.281Z" | Transformer | 15 kVA 480V-208Y/120V | 150
470 | TR-30-2 | 30 kVA 480V-208Y/120V Transformer | 8 | Transformers | 30 kVA 480V-208Y/120V Transformer 480V-208Y/120V | Square D | Schneider Electric | EA | 4 | 1 | 1 | 1 | 2200 | 1 | 1 |  |  | true |  | "2026-03-03T14:19:38.281Z" | "2026-03-03T14:19:38.281Z" | Transformer | 30 kVA 480V-208Y/120V | 300
471 | TR-45-3 | 45 kVA 480V-208Y/120V Transformer | 8 | Transformers | 45 kVA 480V-208Y/120V Transformer 480V-208Y/120V | Square D | Schneider Electric | EA | 4 | 1 | 1 | 1 | 2950 | 1 | 1 |  |  | true |  | "2026-03-03T14:19:38.281Z" | "2026-03-03T14:19:38.281Z" | Transformer | 45 kVA 480V-208Y/120V | 450
472 | TR-75-3 | 75 kVA 480V-208Y/120V Transformer | 8 | Transformers | 75 kVA 480V-208Y/120V Transformer 480V-208Y/120V | Square D | Schneider Electric | EA | 4 | 1 | 1 | 1 | 4100 | 1 | 1 |  |  | true |  | "2026-03-03T14:19:38.281Z" | "2026-03-03T14:19:38.281Z" | Transformer | 75 kVA 480V-208Y/120V | 750
473 | TR-1125 | 112.5 kVA 480V-208Y/120V Transformer | 8 | Transformers | 112.5 kVA 480V-208Y/120V Transformer 480V-208Y/120V | Square D | Schneider Electric | EA | 4 | 1 | 1 | 1 | 5850 | 1 | 1 |  |  | true |  | "2026-03-03T14:19:38.281Z" | "2026-03-03T14:19:38.281Z" | Transformer | 112.5 kVA 480V-208Y/120V | 1125
474 | TR-150 | 150 kVA 480V-208Y/120V Transformer | 8 | Transformers | 150 kVA 480V-208Y/120V Transformer 480V-208Y/120V | Square D | Schneider Electric | EA | 2 | 1 | 1 | 1 | 7600 | 1 | 1 |  |  | true |  | "2026-03-03T14:19:38.281Z" | "2026-03-03T14:19:38.281Z" | Transformer | 150 kVA 480V-208Y/120V | 1500
475 | TR-225 | 225 kVA 480V-208Y/120V Transformer | 8 | Transformers | 225 kVA 480V-208Y/120V Transformer 480V-208Y/120V | Square D | Schneider Electric | EA | 2 | 1 | 1 | 1 | 10800 | 1 | 1 |  |  | true |  | "2026-03-03T14:19:38.281Z" | "2026-03-03T14:19:38.281Z" | Transformer | 225 kVA 480V-208Y/120V | 2250
476 | TR-300 | 300 kVA 480V-208Y/120V Transformer | 8 | Transformers | 300 kVA 480V-208Y/120V Transformer 480V-208Y/120V | Square D | Schneider Electric | EA | 2 | 1 | 1 | 1 | 14200 | 1 | 1 |  |  | true |  | "2026-03-03T14:19:38.281Z" | "2026-03-03T14:19:38.281Z" | Transformer | 300 kVA 480V-208Y/120V | 3000

## GROUND
id | sku | name | category_id | subcategory | description | brand | manufacturer | unit_of_measure | quantity_on_hand | minimum_stock | reorder_point | reorder_quantity | unit_cost | supplier_id | primary_location_id | bin_location | status_override | is_active | notes | created_at | updated_at | base_item_name | size_label | size_sort_value
308 | GRD-AC-1/2"5/8" | 1/2"-5/8" Acorn Clamp | 9 | Grounding | 1/2"-5/8" Acorn Clamp | Burndy | Burndy | EA | 80 | 20 | 26 | 40 | 3.1 | 1 | 1 |  |  | true |  | "2026-03-03T14:19:38.281Z" | "2026-03-03T14:19:38.281Z" | Acorn Clamp | 1/2"-5/8" | 1
309 | GRD-AC-5/8"3/4" | 5/8"-3/4" Acorn Clamp | 9 | Grounding | 5/8"-3/4" Acorn Clamp | Burndy | Burndy | EA | 60 | 15 | 20 | 30 | 3.8 | 1 | 1 |  |  | true |  | "2026-03-03T14:19:38.281Z" | "2026-03-03T14:19:38.281Z" | Acorn Clamp | 5/8"-3/4" | 1
310 | GRD-BAR-12 | 12 Terminal Ground Bar | 9 | Grounding | 12 Terminal Ground Bar | Burndy | Burndy | EA | 18 | 4 | 6 | 10 | 24 | 1 | 1 |  |  | true |  | "2026-03-03T14:19:38.281Z" | "2026-03-03T14:19:38.281Z" | Ground Bar | 12 Terminal | 1
311 | GRD-BAR-24 | 24 Terminal Ground Bar | 9 | Grounding | 24 Terminal Ground Bar | Burndy | Burndy | EA | 8 | 4 | 6 | 10 | 42 | 1 | 1 |  |  | true |  | "2026-03-03T14:19:38.281Z" | "2026-03-03T14:19:38.281Z" | Ground Bar | 24 Terminal | 1
317 | POL-214 | #2-14 Polaris Connector | 9 | Termination | #2-14 Polaris Connector | Burndy | Burndy | EA | 20 | 5 | 6 | 10 | 18 | 1 | 1 |  |  | true |  | "2026-03-03T14:19:38.281Z" | "2026-03-03T14:19:38.281Z" | Polaris Connector | #2-14 | 1
318 | POL-2506 | 250-6 Polaris Connector | 9 | Termination | 250-6 Polaris Connector | Burndy | Burndy | EA | 10 | 4 | 6 | 10 | 36 | 1 | 1 |  |  | true |  | "2026-03-03T14:19:38.281Z" | "2026-03-03T14:19:38.281Z" | Polaris Connector | 250-6 | 1
319 | POL-4O14 | 4/0-14 Polaris Connector | 9 | Termination | 4/0-14 Polaris Connector | Burndy | Burndy | EA | 12 | 4 | 6 | 10 | 24 | 1 | 1 |  |  | true |  | "2026-03-03T14:19:38.281Z" | "2026-03-03T14:19:38.281Z" | Polaris Connector | 4/0-14 | 1
320 | GRD-BJ-06 | #6 Bonding Jumper | 9 | Grounding | #6 Bonding Jumper | Burndy | Burndy | EA | 50 | 12 | 16 | 25 | 1.2 | 1 | 1 |  |  | true |  | "2026-03-03T14:19:38.281Z" | "2026-03-03T14:19:38.281Z" | Bonding Jumper | #6 | 5
321 | GRD-BJ-04 | #4 Bonding Jumper | 9 | Grounding | #4 Bonding Jumper | Burndy | Burndy | EA | 40 | 10 | 13 | 20 | 1.8 | 1 | 1 |  |  | true |  | "2026-03-03T14:19:38.281Z" | "2026-03-03T14:19:38.281Z" | Bonding Jumper | #4 | 6
322 | GRD-BJ-02 | #2 Bonding Jumper | 9 | Grounding | #2 Bonding Jumper | Burndy | Burndy | EA | 25 | 6 | 8 | 12 | 2.8 | 1 | 1 |  |  | true |  | "2026-03-03T14:19:38.281Z" | "2026-03-03T14:19:38.281Z" | Bonding Jumper | #2 | 7
324 | GRD-ROD-128 | 1/2" x 8' Ground Rod | 9 | Grounding | 1/2" x 8' Ground Rod | Burndy | Burndy | EA | 40 | 10 | 13 | 20 | 14 | 1 | 1 |  |  | true |  | "2026-03-03T14:19:38.281Z" | "2026-03-03T14:19:38.281Z" | Ground Rod | 1/2" x 8' | 500
325 | GRD-ROD-588 | 5/8" x 8' Ground Rod | 9 | Grounding | 5/8" x 8' Ground Rod | Burndy | Burndy | EA | 60 | 15 | 20 | 30 | 18 | 1 | 1 |  |  | true |  | "2026-03-03T14:19:38.281Z" | "2026-03-03T14:19:38.281Z" | Ground Rod | 5/8" x 8' | 625
327 | GRD-ROD-3410 | 3/4" x 10' Ground Rod | 9 | Grounding | 3/4" x 10' Ground Rod | Burndy | Burndy | EA | 24 | 6 | 8 | 12 | 32 | 1 | 1 |  |  | true |  | "2026-03-03T14:19:38.281Z" | "2026-03-03T14:19:38.281Z" | Ground Rod | 3/4" x 10' | 750

## CONNECTION
id | sku | name | category_id | subcategory | description | brand | manufacturer | unit_of_measure | quantity_on_hand | minimum_stock | reorder_point | reorder_quantity | unit_cost | supplier_id | primary_location_id | bin_location | status_override | is_active | notes | created_at | updated_at | base_item_name | size_label | size_sort_value
312 | LLUG-4O14 | 4/0-14 Lay-In Lug | 9 | Termination | 4/0-14 Lay-In Lug | Burndy | Burndy | EA | 16 | 4 | 6 | 10 | 8.5 | 1 | 1 |  |  | true |  | "2026-03-03T14:19:38.281Z" | "2026-03-03T14:19:38.281Z" | Lay-In Lug | 4/0-14 | 1
538 | MLUG-414 | 4-14AWG Mechanical Lug | 9 | Termination | Mechanical lug wire range 4-14AWG with 1/4 bolt | Blackburn | ABB | EA | 24 | 4 | 6 | 12 | 2.2 | 1 | 1 |  |  | 1 | Bolt Size: 1/4 | 2026-03-03T14:19:38.281Z | 2026-03-03T14:19:38.281Z | Mechanical Lug | 4-14AWG | 4
539 | MLUG-214 | 2-14AWG Mechanical Lug | 9 | Termination | Mechanical lug wire range 2-14AWG with 1/4 bolt | Blackburn | ABB | EA | 24 | 4 | 6 | 12 | 2.5 | 1 | 1 |  |  | 1 | Bolt Size: 1/4 | 2026-03-03T14:19:38.281Z | 2026-03-03T14:19:38.281Z | Mechanical Lug | 2-14AWG | 2
540 | MLUG-1O14 | 1/0-14AWG Mechanical Lug | 9 | Termination | Mechanical lug wire range 1/0-14AWG with 1/4 bolt | Blackburn | ABB | EA | 24 | 4 | 6 | 12 | 3.2 | 1 | 1 |  |  | 1 | Bolt Size: 1/4 | 2026-03-03T14:19:38.281Z | 2026-03-03T14:19:38.281Z | Mechanical Lug | 1/0-14AWG | 1
541 | MLUG-2O14 | 2/0-14AWG Mechanical Lug | 9 | Termination | Mechanical lug wire range 2/0-14AWG with 1/4 bolt | Blackburn | ABB | EA | 24 | 4 | 6 | 12 | 3.8 | 1 | 1 |  |  | 1 | Bolt Size: 1/4 | 2026-03-03T14:19:38.281Z | 2026-03-03T14:19:38.281Z | Mechanical Lug | 2/0-14AWG | 2
542 | MLUG-2506 | 250MCM-6AWG Mechanical Lug | 9 | Termination | Mechanical lug wire range 250MCM-6AWG with 5/16 bolt | Blackburn | ABB | EA | 24 | 4 | 6 | 12 | 12.5 | 1 | 1 |  |  | 1 | Bolt Size: 5/16 | 2026-03-03T14:19:38.281Z | 2026-03-03T14:19:38.281Z | Mechanical Lug | 250MCM-6AWG | 250
543 | MLUG-3006 | 300MCM-6AWG Mechanical Lug | 9 | Termination | Mechanical lug wire range 300MCM-6AWG with 1/4 bolt | Blackburn | ABB | EA | 24 | 4 | 6 | 12 | 13.5 | 1 | 1 |  |  | 1 | Bolt Size: 1/4 | 2026-03-03T14:19:38.281Z | 2026-03-03T14:19:38.281Z | Mechanical Lug | 300MCM-6AWG | 300
544 | MLUG-3506 | 350MCM-6AWG Mechanical Lug | 9 | Termination | Mechanical lug wire range 350MCM-6AWG with 3/8 bolt | Blackburn | ABB | EA | 24 | 4 | 6 | 12 | 15.5 | 1 | 1 |  |  | 1 | Bolt Size: 3/8 | 2026-03-03T14:19:38.281Z | 2026-03-03T14:19:38.281Z | Mechanical Lug | 350MCM-6AWG | 350
545 | MLUG-5004 | 500MCM-4AWG Mechanical Lug | 9 | Termination | Mechanical lug wire range 500MCM-4AWG with 3/8 bolt | Blackburn | ABB | EA | 24 | 4 | 6 | 12 | 18.5 | 1 | 1 |  |  | 1 | Bolt Size: 3/8 | 2026-03-03T14:19:38.281Z | 2026-03-03T14:19:38.281Z | Mechanical Lug | 500MCM-4AWG | 500
546 | MLUG-6002 | 600MCM-2AWG Mechanical Lug | 9 | Termination | Mechanical lug wire range 600MCM-2AWG with 3/8 bolt | Blackburn | ABB | EA | 24 | 4 | 6 | 12 | 21 | 1 | 1 |  |  | 1 | Bolt Size: 3/8 | 2026-03-03T14:19:38.281Z | 2026-03-03T14:19:38.281Z | Mechanical Lug | 600MCM-2AWG | 600
547 | MLUG-800300 | 800-300MCM Mechanical Lug | 9 | Termination | Mechanical lug wire range 800-300MCM with 5/8 bolt | Blackburn | ABB | EA | 24 | 4 | 6 | 12 | 29 | 1 | 1 |  |  | 1 | Bolt Size: 5/8 | 2026-03-03T14:19:38.281Z | 2026-03-03T14:19:38.281Z | Mechanical Lug | 800-300MCM | 800
548 | MLUG-1000500 | 1000-500MCM Mechanical Lug | 9 | Termination | Mechanical lug wire range 1000-500MCM with 5/8 bolt | Blackburn | ABB | EA | 24 | 4 | 6 | 12 | 36 | 1 | 1 |  |  | 1 | Bolt Size: 5/8 | 2026-03-03T14:19:38.281Z | 2026-03-03T14:19:38.281Z | Mechanical Lug | 1000-500MCM | 1000
549 | CLUG-12 | #12 Compression Lug | 9 | Termination | #12 Compression Lug | Blackburn | ABB | EA | 50 | 10 | 20 | 50 | 1 | 1 | 1 | TERM-A |  | 1 |  | 2026-03-03T14:19:38.281Z | 2026-03-03T14:19:38.281Z | Compression Lug | #12 | 12
550 | CLUG-10 | #10 Compression Lug | 9 | Termination | #10 Compression Lug | Blackburn | ABB | EA | 50 | 10 | 20 | 50 | 1.75 | 1 | 1 | TERM-A |  | 1 |  | 2026-03-03T14:19:38.281Z | 2026-03-03T14:19:38.281Z | Compression Lug | #10 | 10
551 | CLUG-08 | #8 Compression Lug | 9 | Termination | #8 Compression Lug | Blackburn | ABB | EA | 50 | 10 | 20 | 50 | 2.5 | 1 | 1 | TERM-A |  | 1 |  | 2026-03-03T14:19:38.281Z | 2026-03-03T14:19:38.281Z | Compression Lug | #8 | 8
552 | CLUG-06 | #6 Compression Lug | 9 | Termination | #6 Compression Lug | Blackburn | ABB | EA | 50 | 10 | 20 | 50 | 3.25 | 1 | 1 | TERM-A |  | 1 |  | 2026-03-03T14:19:38.281Z | 2026-03-03T14:19:38.281Z | Compression Lug | #6 | 6
553 | CLUG-04 | #4 Compression Lug | 9 | Termination | #4 Compression Lug | Blackburn | ABB | EA | 50 | 10 | 20 | 50 | 4 | 1 | 1 | TERM-A |  | 1 |  | 2026-03-03T14:19:38.281Z | 2026-03-03T14:19:38.281Z | Compression Lug | #4 | 4
554 | CLUG-02 | #2 Compression Lug | 9 | Termination | #2 Compression Lug | Blackburn | ABB | EA | 50 | 10 | 20 | 50 | 4.75 | 1 | 1 | TERM-A |  | 1 |  | 2026-03-03T14:19:38.281Z | 2026-03-03T14:19:38.281Z | Compression Lug | #2 | 2
555 | CLUG-1O | 1/0 Compression Lug | 9 | Termination | 1/0 Compression Lug | Blackburn | ABB | EA | 50 | 10 | 20 | 50 | 5.5 | 1 | 1 | TERM-A |  | 1 |  | 2026-03-03T14:19:38.281Z | 2026-03-03T14:19:38.281Z | Compression Lug | 1/0 | 99
556 | CLUG-2O | 2/0 Compression Lug | 9 | Termination | 2/0 Compression Lug | Blackburn | ABB | EA | 50 | 10 | 20 | 50 | 6.25 | 1 | 1 | TERM-A |  | 1 |  | 2026-03-03T14:19:38.281Z | 2026-03-03T14:19:38.281Z | Compression Lug | 2/0 | 98
557 | CLUG-3O | 3/0 Compression Lug | 9 | Termination | 3/0 Compression Lug | Blackburn | ABB | EA | 50 | 10 | 20 | 50 | 7 | 1 | 1 | TERM-A |  | 1 |  | 2026-03-03T14:19:38.281Z | 2026-03-03T14:19:38.281Z | Compression Lug | 3/0 | 97
558 | CLUG-4O | 4/0 Compression Lug | 9 | Termination | 4/0 Compression Lug | Blackburn | ABB | EA | 50 | 10 | 20 | 50 | 7.75 | 1 | 1 | TERM-A |  | 1 |  | 2026-03-03T14:19:38.281Z | 2026-03-03T14:19:38.281Z | Compression Lug | 4/0 | 96
559 | CLUG-250 | 250 KCMIL Compression Lug | 9 | Termination | 250 KCMIL Compression Lug | Blackburn | ABB | EA | 20 | 4 | 8 | 20 | 8.5 | 1 | 1 | TERM-B |  | 1 |  | 2026-03-03T14:19:38.281Z | 2026-03-03T14:19:38.281Z | Compression Lug | 250 KCMIL | 1250
560 | CLUG-300 | 300 KCMIL Compression Lug | 9 | Termination | 300 KCMIL Compression Lug | Blackburn | ABB | EA | 20 | 4 | 8 | 20 | 9.25 | 1 | 1 | TERM-B |  | 1 |  | 2026-03-03T14:19:38.281Z | 2026-03-03T14:19:38.281Z | Compression Lug | 300 KCMIL | 1300
561 | CLUG-350 | 350 KCMIL Compression Lug | 9 | Termination | 350 KCMIL Compression Lug | Blackburn | ABB | EA | 20 | 4 | 8 | 20 | 10 | 1 | 1 | TERM-B |  | 1 |  | 2026-03-03T14:19:38.281Z | 2026-03-03T14:19:38.281Z | Compression Lug | 350 KCMIL | 1350
562 | CLUG-500 | 500 KCMIL Compression Lug | 9 | Termination | 500 KCMIL Compression Lug | Blackburn | ABB | EA | 20 | 4 | 8 | 20 | 10.75 | 1 | 1 | TERM-B |  | 1 |  | 2026-03-03T14:19:38.281Z | 2026-03-03T14:19:38.281Z | Compression Lug | 500 KCMIL | 1500
563 | CLUG-600 | 600 KCMIL Compression Lug | 9 | Termination | 600 KCMIL Compression Lug | Blackburn | ABB | EA | 20 | 4 | 8 | 20 | 11.5 | 1 | 1 | TERM-B |  | 1 |  | 2026-03-03T14:19:38.281Z | 2026-03-03T14:19:38.281Z | Compression Lug | 600 KCMIL | 1600
564 | CLUG-750 | 750 KCMIL Compression Lug | 9 | Termination | 750 KCMIL Compression Lug | Blackburn | ABB | EA | 20 | 4 | 8 | 20 | 12.25 | 1 | 1 | TERM-B |  | 1 |  | 2026-03-03T14:19:38.281Z | 2026-03-03T14:19:38.281Z | Compression Lug | 750 KCMIL | 1750