## CABLE TRAY
PHOTO | Material Name | Size | Family | Type | Quantity | Unit | Status | Last Updated
Box Connector
Connector
Cable Tray Box Connector
| Cable Tray Box Connector | 12" | Box Connector | Connector | 0 | EA | Out of Stock | Apr 14, 2026
| Cable Tray Box Connector | 24" | Box Connector | Connector | 19 | EA | In Stock | Apr 11, 2026
Cable Tray
Straight
Cable Tray Straight
| Cable Tray Straight | 12" | Cable Tray | Straight | 120 | FT | In Stock | Apr 16, 2026
| Cable Tray Straight | 18" | Cable Tray | Straight | 32 | FT | Low Stock | Apr 16, 2026
| Cable Tray Straight | 24" | Cable Tray | Straight | 378 | FT | In Stock | May 02, 2026
| Cable Tray Straight | 36" | Cable Tray | Straight | 276 | FT | In Stock | Apr 16, 2026
Covers
Cover
Cable Tray Cover
| Cable Tray Cover | 12" | Covers | Cover | 0 | FT | Out of Stock | Mar 18, 2026
| Cable Tray Cover | 18" | Covers | Cover | 0 | FT | Out of Stock | Mar 18, 2026
| Cable Tray Cover | 24" | Covers | Cover | 0 | FT | Out of Stock | Mar 18, 2026
| Cable Tray Cover | 36" | Covers | Cover | 0 | FT | Out of Stock | Mar 18, 2026
Checkered Cable Tray Cover
| Checkered Cable Tray Cover | 10" | Covers | Cover | 0 | FT | Out of Stock | Mar 23, 2026
| Checkered Cable Tray Cover | 11" | Covers | Cover | 0 | FT | Out of Stock | Mar 23, 2026
| Checkered Cable Tray Cover | 14" | Covers | Cover | 0 | FT | Out of Stock | Mar 23, 2026
| Checkered Cable Tray Cover | 18" | Covers | Cover | 0 | FT | Out of Stock | Mar 23, 2026
| Checkered Cable Tray Cover | 24" | Covers | Cover | 0 | FT | Out of Stock | Mar 23, 2026
| Checkered Cable Tray Cover | 36" | Covers | Cover | 0 | FT | Out of Stock | Mar 23, 2026
Fittings
Cross
Cable Tray Cross
| Cable Tray Cross | 12" | Fittings | Cross | 0 | EA | Out of Stock | Mar 06, 2026
| Cable Tray Cross | 18" | Fittings | Cross | 0 | EA | Out of Stock | Apr 21, 2026
| Cable Tray Cross | 24" | Fittings | Cross | 18 | EA | In Stock | Apr 21, 2026
| Cable Tray Cross | 36" | Fittings | Cross | 9 | EA | In Stock | Apr 21, 2026
Horizontal Elbow
Cable Tray Horizontal Elbow
| Cable Tray Horizontal Elbow | 12" | Fittings | Horizontal Elbow | 6 | EA | In Stock | May 02, 2026
| Cable Tray Horizontal Elbow | 18" | Fittings | Horizontal Elbow | 10 | EA | In Stock | Apr 21, 2026
| Cable Tray Horizontal Elbow | 24" | Fittings | Horizontal Elbow | 1 | EA | In Stock | Apr 21, 2026
| Cable Tray Horizontal Elbow | 36" | Fittings | Horizontal Elbow | 2 | EA | In Stock | Apr 21, 2026
Reducer
Cable Tray Reducer RC
| Cable Tray Reducer RC | 18" x 12" | Fittings | Reducer | 0 | EA | Out of Stock | Apr 17, 2026
| Cable Tray Reducer RC | 24" x 12" | Fittings | Reducer | 0 | EA | Out of Stock | Apr 17, 2026
| Cable Tray Reducer RC | 24" x 18" | Fittings | Reducer | 0 | EA | Out of Stock | Apr 17, 2026
| Cable Tray Reducer RC | 36" x 18" | Fittings | Reducer | 0 | EA | Out of Stock | Apr 17, 2026
| Cable Tray Reducer RC | 36" x 24" | Fittings | Reducer | 0 | EA | Out of Stock | Apr 17, 2026
Cable Tray Reducer RL
| Cable Tray Reducer RL | 18" x 12" | Fittings | Reducer | 15 | EA | Low Stock | Apr 21, 2026
| Cable Tray Reducer RL | 24" x 12" | Fittings | Reducer | 3 | EA | Low Stock | Apr 17, 2026
| Cable Tray Reducer RL | 24" x 18" | Fittings | Reducer | 0 | EA | Out of Stock | Apr 17, 2026
| Cable Tray Reducer RL | 36" x 18" | Fittings | Reducer | 0 | EA | Out of Stock | Apr 17, 2026
| Cable Tray Reducer RL | 36" x 24" | Fittings | Reducer | 0 | EA | Out of Stock | Apr 17, 2026
Cable Tray Reducer RR
| Cable Tray Reducer RR | 18" x 12" | Fittings | Reducer | 0 | EA | Out of Stock | Apr 17, 2026
| Cable Tray Reducer RR | 24" x 12" | Fittings | Reducer | 0 | EA | Out of Stock | Apr 17, 2026
| Cable Tray Reducer RR | 24" x 18" | Fittings | Reducer | 0 | EA | Out of Stock | Apr 17, 2026
| Cable Tray Reducer RR | 36" x 18" | Fittings | Reducer | 0 | EA | Out of Stock | Apr 17, 2026
| Cable Tray Reducer RR | 36" x 24" | Fittings | Reducer | 0 | EA | Out of Stock | Apr 17, 2026
Tee
Cable Tray Tee
| Cable Tray Tee | 12" | Fittings | Tee | 14 | EA | In Stock | Apr 21, 2026
| Cable Tray Tee | 18" | Fittings | Tee | 7 | EA | In Stock | Apr 21, 2026
| Cable Tray Tee | 24" | Fittings | Tee | 9 | EA | In Stock | Apr 21, 2026
| Cable Tray Tee | 36" | Fittings | Tee | 0 | EA | Out of Stock | Apr 21, 2026
Vertical Tee
| Vertical Tee | 12" | Fittings | Tee | 0 | EA | Out of Stock | Apr 14, 2026
| Vertical Tee | 18" | Fittings | Tee | 0 | EA | Out of Stock | Apr 14, 2026
| Vertical Tee | 24" | Fittings | Tee | 0 | EA | Out of Stock | Apr 20, 2026
| Vertical Tee | 36" | Fittings | Tee | 0 | EA | Out of Stock | Apr 20, 2026
Vertical Elbow
Cable Tray Vertical In
| Cable Tray Vertical In | 12" | Fittings | Vertical Elbow | 16 | EA | In Stock | May 02, 2026
| Cable Tray Vertical In | 18" | Fittings | Vertical Elbow | 9 | EA | In Stock | Apr 21, 2026
| Cable Tray Vertical In | 24" | Fittings | Vertical Elbow | 19 | EA | In Stock | Apr 21, 2026
| Cable Tray Vertical In | 36" | Fittings | Vertical Elbow | 0 | EA | Out of Stock | Apr 17, 2026
Cable Tray Vertical Out
| Cable Tray Vertical Out | 12" | Fittings | Vertical Elbow | 11 | EA | In Stock | Apr 21, 2026
| Cable Tray Vertical Out | 18" | Fittings | Vertical Elbow | 2 | EA | Low Stock | Apr 21, 2026
| Cable Tray Vertical Out | 24" | Fittings | Vertical Elbow | 5 | EA | Low Stock | Apr 21, 2026
| Cable Tray Vertical Out | 36" | Fittings | Vertical Elbow | 0 | EA | Out of Stock | Apr 17, 2026

## CONDUIT & FITTINGS
PHOTO | Material Name | Size | Family | Type | Quantity | Unit | Status | Last Updated | Quantity | Total Reels | Reel #1 | Reel #2 | Reel #3 | Reel #4 | Reel #5 | Reel #6 | Reel #7 | Reel #8 | Reel #9 | Reel #10 | Reel #11 | Reel #12 | Reel #13 | Reel #14 | Reel #15 | Reel #16 | Reel #17 | Reel #18 | Reel #19 | Reel #20 | Reel #21 | Reel #22 | Reel #23 | Reel #24 | Reel #25 | Reel #26 | Reel #27 | Reel #28 | Reel #29 | Reel #30 | Reel #31 | Reel #32 | Reel #33 | Reel #34 | Reel #35 | Reel #36 | Reel #37 | Reel #38 | Reel #39 | Reel #40 | Reel #41 | Reel #42 | Reel #43 | Reel #44 | Reel #45 | Reel #46 | Reel #47 | Reel #48 | Reel #49 | Reel #50 | Reel #51 | Reel #52 | Reel #53 | Reel #54 | Reel #55 | Reel #56 | Reel #57 | Reel #58 | Reel #59
Bushing / Locknut
Bushing
Ground Bushing
| Ground Bushing | 1/2" | Bushing / Locknut | Bushing | 330 | EA | Low Stock | Apr 17, 2026
| Ground Bushing | 3/4" | Bushing / Locknut | Bushing | 159 | EA | Low Stock | May 02, 2026
| Ground Bushing | 1" | Bushing / Locknut | Bushing | 13 | EA | Low Stock | Apr 17, 2026
| Ground Bushing | 1-1/4" | Bushing / Locknut | Bushing | 51 | EA | Low Stock | Apr 17, 2026
| Ground Bushing | 1-1/2" | Bushing / Locknut | Bushing | 22 | EA | Low Stock | Apr 17, 2026
| Ground Bushing | 2-1/2" | Bushing / Locknut | Bushing | 22 | EA | Low Stock | Apr 17, 2026
| Ground Bushing | 3" | Bushing / Locknut | Bushing | 83 | EA | Low Stock | Apr 17, 2026
| Ground Bushing | 3-1/2" | Bushing / Locknut | Bushing | 50 | EA | In Stock | Apr 17, 2026
| Ground Bushing | 4" | Bushing / Locknut | Bushing | 12 | EA | Low Stock | May 02, 2026
| Ground Bushing | 6" | Bushing / Locknut | Bushing | 0 | EA | Out of Stock | Apr 17, 2026
Plastic Bushing
| Plastic Bushing | 1/2" | Bushing / Locknut | Bushing | 125 | EA | Low Stock | May 02, 2026
| Plastic Bushing | 3/4" | Bushing / Locknut | Bushing | 551 | EA | Low Stock | Apr 29, 2026
| Plastic Bushing | 1" | Bushing / Locknut | Bushing | 16200 | EA | In Stock | May 02, 2026
| Plastic Bushing | 1-1/4" | Bushing / Locknut | Bushing | 493 | EA | Low Stock | Apr 17, 2026
| Plastic Bushing | 1-1/2" | Bushing / Locknut | Bushing | 212 | EA | Low Stock | Apr 17, 2026
| Plastic Bushing | 2" | Bushing / Locknut | Bushing | 52 | EA | Low Stock | Apr 17, 2026
| Plastic Bushing | 2-1/2" | Bushing / Locknut | Bushing | 2500 | EA | In Stock | Apr 20, 2026
| Plastic Bushing | 3" | Bushing / Locknut | Bushing | 64 | EA | Low Stock | Apr 17, 2026
| Plastic Bushing | 4" | Bushing / Locknut | Bushing | 103 | EA | Low Stock | Apr 17, 2026
| Plastic Bushing | 6" | Bushing / Locknut | Bushing | 12 | EA | In Stock | Apr 17, 2026
Locknut
Locknut
| Locknut | 1/2" | Bushing / Locknut | Locknut | 102 | EA | Low Stock | Apr 09, 2026
| Locknut | 3/4" | Bushing / Locknut | Locknut | 271 | EA | Low Stock | Apr 07, 2026
| Locknut | 1" | Bushing / Locknut | Locknut | 66 | EA | Low Stock | Apr 07, 2026
| Locknut | 1-1/4" | Bushing / Locknut | Locknut | 230 | EA | Low Stock | Mar 26, 2026
| Locknut | 1-1/2" | Bushing / Locknut | Locknut | 139 | EA | Low Stock | Apr 07, 2026
| Locknut | 2" | Bushing / Locknut | Locknut | 182 | EA | Low Stock | Apr 07, 2026
| Locknut | 2-1/2" | Bushing / Locknut | Locknut | 243 | EA | In Stock | Apr 09, 2026
| Locknut | 3" | Bushing / Locknut | Locknut | 434 | EA | Low Stock | Mar 26, 2026
| Locknut | 3-1/2" | Bushing / Locknut | Locknut | 97 | EA | In Stock | Apr 09, 2026
| Locknut | 4" | Bushing / Locknut | Locknut | 69 | EA | Low Stock | Mar 26, 2026
| Locknut | 6" | Bushing / Locknut | Locknut | 0 | EA | Out of Stock | Mar 26, 2026
Conduit Bodies
Conduit Body
Conduit Body LB
| Conduit Body LB | 3/4" | Conduit Bodies | Conduit Body | 23 | EA | Low Stock | Apr 20, 2026
| Conduit Body LB | 1" | Conduit Bodies | Conduit Body | 11 | EA | Low Stock | Apr 20, 2026
| Conduit Body LB | 1-1/4" | Conduit Bodies | Conduit Body | 14 | EA | Low Stock | Apr 20, 2026
| Conduit Body LB | 2" | Conduit Bodies | Conduit Body | 0 | EA | Out of Stock | Apr 20, 2026
| Conduit Body LB | 2-1/2" | Conduit Bodies | Conduit Body | 7 | EA | In Stock | Apr 20, 2026
| Conduit Body LB | 3" | Conduit Bodies | Conduit Body | 28 | EA | In Stock | Apr 20, 2026
| Conduit Body LB | 3-1/2" | Conduit Bodies | Conduit Body | 0 | EA | Out of Stock | Apr 20, 2026
| Conduit Body LB | 4" | Conduit Bodies | Conduit Body | 12 | EA | In Stock | Apr 20, 2026
| Conduit Body LB | 6" | Conduit Bodies | Conduit Body | 0 | EA | Out of Stock | Apr 20, 2026
EMT To EMT Pull Elbow
| EMT To EMT Pull Elbow | 1/2" | Conduit Bodies | Conduit Body | 0 | EA | Out of Stock | Apr 20, 2026
| EMT To EMT Pull Elbow | 3/4" | Conduit Bodies | Conduit Body | 693 | EA | In Stock | May 05, 2026
| EMT To EMT Pull Elbow | 1" | Conduit Bodies | Conduit Body | 0 | EA | Out of Stock | May 02, 2026
EMT
Conduit
EMT Conduit
| EMT Conduit | 3/4" | EMT | Conduit | 1810 | FT | In Stock | May 06, 2026
| EMT Conduit | 1" | EMT | Conduit | 1350 | FT | In Stock | Mar 25, 2026
| EMT Conduit | 1-1/4" | EMT | Conduit | 1830 | FT | In Stock | Mar 25, 2026
| EMT Conduit | 1-1/2" | EMT | Conduit | 9490 | FT | In Stock | Mar 25, 2026
| EMT Conduit | 2" | EMT | Conduit | 1067 | FT | In Stock | Apr 30, 2026
| EMT Conduit | 2-1/2" | EMT | Conduit | 0 | EA | Out of Stock | Mar 25, 2026
| EMT Conduit | 3" | EMT | Conduit | 2841 | FT | In Stock | Mar 25, 2026
| EMT Conduit | 3-1/2" | EMT | Conduit | 2600 | FT | In Stock | Mar 25, 2026
| EMT Conduit | 4" | EMT | Conduit | 3300 | FT | In Stock | Mar 25, 2026
| EMT Conduit | 6" | EMT | Conduit | 0 | EA | Out of Stock | Mar 25, 2026
Connector
EMT Compression Connector
| EMT Compression Connector | 3/4" | EMT | Connector | 208 | EA | Low Stock | May 01, 2026
| EMT Compression Connector | 1" | EMT | Connector | 11 | EA | Low Stock | May 01, 2026
| EMT Compression Connector | 1-1/4" | EMT | Connector | 0 | EA | Out of Stock | May 01, 2026
| EMT Compression Connector | 1-1/2" | EMT | Connector | 54 | EA | Low Stock | May 01, 2026
| EMT Compression Connector | 2" | EMT | Connector | 0 | EA | Out of Stock | May 01, 2026
| EMT Compression Connector | 2-1/2" | EMT | Connector | 0 | EA | Out of Stock | May 01, 2026
| EMT Compression Connector | 3-1/2" | EMT | Connector | 0 | EA | Out of Stock | May 01, 2026
| EMT Compression Connector | 3" | EMT | Connector | 1 | EA | Low Stock | May 01, 2026
| EMT Compression Connector | 4" | EMT | Connector | 0 | EA | Out of Stock | May 01, 2026
| EMT Compression Connector | 6" | EMT | Connector | 0 | EA | Out of Stock | Apr 14, 2026
EMT Set Screw Connector
| EMT Set Screw Connector | 3/4" | EMT | Connector | 338 | EA | Low Stock | May 06, 2026
| EMT Set Screw Connector | 1" | EMT | Connector | 1087 | EA | In Stock | May 05, 2026
| EMT Set Screw Connector | 1-1/4" | EMT | Connector | 373 | EA | Low Stock | Apr 17, 2026
| EMT Set Screw Connector | 1-1/2" | EMT | Connector | 215 | EA | Low Stock | Apr 17, 2026
| EMT Set Screw Connector | 2" | EMT | Connector | 161 | EA | Low Stock | Apr 23, 2026
| EMT Set Screw Connector | 2-1/2" | EMT | Connector | 36 | EA | Low Stock | Apr 17, 2026
| EMT Set Screw Connector | 3-1/2" | EMT | Connector | 23 | EA | In Stock | Apr 14, 2026
| EMT Set Screw Connector | 3" | EMT | Connector | 32 | EA | Low Stock | Apr 17, 2026
| EMT Set Screw Connector | 4" | EMT | Connector | 205 | EA | Low Stock | Apr 16, 2026
| EMT Set Screw Connector | 6" | EMT | Connector | 0 | EA | Out of Stock | Apr 14, 2026
Coupling
EMT Compression Coupling
| EMT Compression Coupling | 3/4" | EMT | Coupling | 460 | EA | Low Stock | May 01, 2026
| EMT Compression Coupling | 1" | EMT | Coupling | 0 | EA | Out of Stock | May 01, 2026
| EMT Compression Coupling | 1-1/4" | EMT | Coupling | 0 | EA | Out of Stock | May 01, 2026
| EMT Compression Coupling | 1-1/2" | EMT | Coupling | 54 | EA | Low Stock | May 01, 2026
| EMT Compression Coupling | 2" | EMT | Coupling | 10 | EA | Low Stock | May 01, 2026
| EMT Compression Coupling | 2-1/2" | EMT | Coupling | 11 | EA | In Stock | May 01, 2026
| EMT Compression Coupling | 3" | EMT | Coupling | 4 | EA | Low Stock | May 01, 2026
| EMT Compression Coupling | 3-1/2" | EMT | Coupling | 0 | EA | Out of Stock | Apr 14, 2026
| EMT Compression Coupling | 4" | EMT | Coupling | 0 | EA | Out of Stock | Apr 20, 2026
| EMT Compression Coupling | 6" | EMT | Coupling | 0 | EA | Out of Stock | Apr 20, 2026
EMT Set Screw Coupling
| EMT Set Screw Coupling | 3/4" | EMT | Coupling | 4181 | EA | In Stock | May 06, 2026
| EMT Set Screw Coupling | 1" | EMT | Coupling | 1228 | EA | In Stock | Apr 16, 2026
| EMT Set Screw Coupling | 1-1/4" | EMT | Coupling | 992 | EA | Low Stock | Apr 16, 2026
| EMT Set Screw Coupling | 1-1/2" | EMT | Coupling | 320 | EA | Low Stock | Apr 16, 2026
| EMT Set Screw Coupling | 2" | EMT | Coupling | 56 | EA | Low Stock | Apr 24, 2026
| EMT Set Screw Coupling | 2-1/2" | EMT | Coupling | 61 | EA | Low Stock | Apr 20, 2026
| EMT Set Screw Coupling | 3-1/2" | EMT | Coupling | 268 | EA | In Stock | Apr 16, 2026
| EMT Set Screw Coupling | 3" | EMT | Coupling | 13 | EA | Low Stock | Mar 30, 2026
| EMT Set Screw Coupling | 4" | EMT | Coupling | 293 | EA | Low Stock | Apr 16, 2026
| EMT Set Screw Coupling | 6" | EMT | Coupling | 0 | EA | Out of Stock | Mar 19, 2026
Elbow
EMT Elbow 90°
| EMT Elbow 90° | 1-1/4" | EMT | Elbow | 2 | EA | Low Stock | Apr 17, 2026
| EMT Elbow 90° | 1-1/2" | EMT | Elbow | 183 | EA | Low Stock | Apr 17, 2026
| EMT Elbow 90° | 2" | EMT | Elbow | 80 | EA | Low Stock | Apr 23, 2026
| EMT Elbow 90° | 2-1/2" | EMT | Elbow | 66 | EA | Low Stock | Apr 17, 2026
| EMT Elbow 90° | 3" | EMT | Elbow | 76 | EA | Low Stock | Apr 17, 2026
| EMT Elbow 90° | 4" | EMT | Elbow | 50 | EA | In Stock | Apr 14, 2026
| EMT Elbow 90° | 3-1/2" | EMT | Elbow | 22 | EA | Low Stock | Apr 14, 2026
| EMT Elbow 90° | 6" | EMT | Elbow | 0 | EA | Out of Stock | Apr 14, 2026
EMT Conduit
Elbow
EMT Elbow 45°
| EMT Elbow 45° | 3/4" | EMT Conduit | Elbow | 0 | EA | Out of Stock | Apr 17, 2026
| EMT Elbow 45° | 1" | EMT Conduit | Elbow | 0 | EA | Out of Stock | Apr 17, 2026
| EMT Elbow 45° | 1-1/2" | EMT Conduit | Elbow | 9 | EA | In Stock | Apr 20, 2026
| EMT Elbow 45° | 2" | EMT Conduit | Elbow | 10 | EA | In Stock | Apr 24, 2026
| EMT Elbow 45° | 2-1/2" | EMT Conduit | Elbow | 2 | EA | In Stock | Apr 20, 2026
Liquidtight Flexible
Conduit
Liquidtight Flexible Conduit
| Liquidtight Flexible Conduit | 1/2" | Liquidtight Flexible | Conduit | 0 | FT | Out of Stock | Apr 20, 2026
| Liquidtight Flexible Conduit | 3/4" | Liquidtight Flexible | Conduit | 5888 | FT | In Stock | May 06, 2026 | 5888 | 59 | 88 | 100 | 100 | 100 | 100 | 100 | 100 | 100 | 100 | 100 | 100 | 100 | 100 | 100 | 100 | 100 | 100 | 100 | 100 | 100 | 100 | 100 | 100 | 100 | 100 | 100 | 100 | 100 | 100 | 100 | 100 | 100 | 100 | 100 | 100 | 100 | 100 | 100 | 100 | 100 | 100 | 100 | 100 | 100 | 100 | 100 | 100 | 100 | 100 | 100 | 100 | 100 | 100 | 100 | 100 | 100 | 100 | 100 | 100
| Liquidtight Flexible Conduit | 1" | Liquidtight Flexible | Conduit | 0 | FT | Out of Stock | Apr 17, 2026
| Liquidtight Flexible Conduit | 1-1/4" | Liquidtight Flexible | Conduit | 1690 | FT | In Stock | Apr 17, 2026
| Liquidtight Flexible Conduit | 1-1/2" | Liquidtight Flexible | Conduit | 200 | FT | In Stock | Apr 17, 2026 | 200 | 1 | Reel #1: 200
| Liquidtight Flexible Conduit | 2" | Liquidtight Flexible | Conduit | 1130 | FT | In Stock | May 04, 2026 | 1130 | 5 | Reel #1: 250; Reel #2: 200; Reel #3: 400; Reel #4: 105; Reel #5: 175
| Liquidtight Flexible Conduit | 2-1/2" | Liquidtight Flexible | Conduit | 75 | FT | In Stock | Apr 17, 2026 | 75 | 2 | Reel #1: 50; Reel #2: 25
| Liquidtight Flexible Conduit | 3" | Liquidtight Flexible | Conduit | 740 | FT | In Stock | Apr 17, 2026 | 740 | 6 | Reel #1: 100; Reel #2: 90; Reel #3: 25; Reel #4: 175; Reel #5: 175; Reel #6: 175
| Liquidtight Flexible Conduit | 3-1/2" | Liquidtight Flexible | Conduit | 150 | FT | In Stock | Apr 17, 2026
| Liquidtight Flexible Conduit | 4" | Liquidtight Flexible | Conduit | 100 | FT | In Stock | Apr 17, 2026
| Liquidtight Flexible Conduit | 6" | Liquidtight Flexible | Conduit | 0 | FT | Out of Stock | Apr 17, 2026
Fittings
Liquidtight Flexible Conduit Connector 90°
| Liquidtight Flexible Conduit Connector 90° | 1/2" | Liquidtight Flexible | Fittings | 152 | EA | In Stock | Apr 17, 2026
| Liquidtight Flexible Conduit Connector 90° | 3/4" | Liquidtight Flexible | Fittings | 18 | EA | Low Stock | May 02, 2026
| Liquidtight Flexible Conduit Connector 90° | 1" | Liquidtight Flexible | Fittings | 85 | EA | In Stock | Apr 17, 2026
| Liquidtight Flexible Conduit Connector 90° | 1-1/4" | Liquidtight Flexible | Fittings | 44 | EA | In Stock | Apr 17, 2026
| Liquidtight Flexible Conduit Connector 90° | 1-1/2" | Liquidtight Flexible | Fittings | 36 | EA | In Stock | Apr 17, 2026
| Liquidtight Flexible Conduit Connector 90° | 2" | Liquidtight Flexible | Fittings | 41 | EA | In Stock | May 04, 2026
| Liquidtight Flexible Conduit Connector 90° | 2-1/2" | Liquidtight Flexible | Fittings | 0 | EA | Out of Stock | Apr 20, 2026
| Liquidtight Flexible Conduit Connector 90° | 3" | Liquidtight Flexible | Fittings | 6 | EA | In Stock | Apr 17, 2026
| Liquidtight Flexible Conduit Connector 90° | 3-1/2" | Liquidtight Flexible | Fittings | 0 | EA | Out of Stock | Apr 17, 2026
| Liquidtight Flexible Conduit Connector 90° | 4" | Liquidtight Flexible | Fittings | 0 | EA | Out of Stock | Apr 17, 2026
| Liquidtight Flexible Conduit Connector 90° | 6" | Liquidtight Flexible | Fittings | 0 | EA | Out of Stock | Apr 17, 2026
Liquidtight Flexible Conduit Connector Straight
| Liquidtight Flexible Conduit Connector Straight | 1/2" | Liquidtight Flexible | Fittings | 275 | EA | In Stock | Apr 17, 2026
| Liquidtight Flexible Conduit Connector Straight | 3/4" | Liquidtight Flexible | Fittings | 844 | EA | In Stock | May 06, 2026
| Liquidtight Flexible Conduit Connector Straight | 1" | Liquidtight Flexible | Fittings | 78 | EA | In Stock | Apr 30, 2026
| Liquidtight Flexible Conduit Connector Straight | 1-1/4" | Liquidtight Flexible | Fittings | 8 | EA | Low Stock | Apr 30, 2026
| Liquidtight Flexible Conduit Connector Straight | 1-1/2" | Liquidtight Flexible | Fittings | 90 | EA | In Stock | Apr 17, 2026
| Liquidtight Flexible Conduit Connector Straight | 2" | Liquidtight Flexible | Fittings | 96 | EA | In Stock | May 04, 2026
| Liquidtight Flexible Conduit Connector Straight | 2-1/2" | Liquidtight Flexible | Fittings | 9 | EA | In Stock | Apr 17, 2026
| Liquidtight Flexible Conduit Connector Straight | 3" | Liquidtight Flexible | Fittings | 114 | EA | In Stock | Apr 17, 2026
| Liquidtight Flexible Conduit Connector Straight | 3-1/2" | Liquidtight Flexible | Fittings | 30 | EA | In Stock | Apr 17, 2026
| Liquidtight Flexible Conduit Connector Straight | 4" | Liquidtight Flexible | Fittings | 24 | EA | In Stock | Apr 17, 2026
| Liquidtight Flexible Conduit Connector Straight | 6" | Liquidtight Flexible | Fittings | 5 | EA | In Stock | Apr 17, 2026
Metal Flexible
Conduit
Metal Flexible Conduit
| Metal Flexible Conduit | 1/2" | Metal Flexible | Conduit | 100 | FT | Low Stock | Apr 17, 2026
| Metal Flexible Conduit | 3/4" | Metal Flexible | Conduit | 6600 | FT | In Stock | Apr 17, 2026 | 6600 | 51 | 100 | 100 | 100 | 100 | 100 | 100 | 100 | 100 | 100 | 100 | 100 | 100 | 100 | 100 | 100 | 100 | 100 | 100 | 100 | 100 | 100 | 100 | 100 | 100 | 100 | 100 | 100 | 100 | 100 | 100 | 100 | 100 | 100 | 100 | 100 | 100 | 100 | 100 | 100 | 100 | 100 | 100 | 100 | 100 | 100 | 100 | 100 | 100 | 100 | 700 | 1000
| Metal Flexible Conduit | 1" | Metal Flexible | Conduit | 0 | FT | Out of Stock | Apr 17, 2026
| Metal Flexible Conduit | 1-1/4" | Metal Flexible | Conduit | 0 | FT | Out of Stock | Apr 17, 2026
| Metal Flexible Conduit | 1-1/2" | Metal Flexible | Conduit | 0 | FT | Out of Stock | Apr 17, 2026
| Metal Flexible Conduit | 2" | Metal Flexible | Conduit | 0 | FT | Out of Stock | Apr 17, 2026
| Metal Flexible Conduit | 2-1/2" | Metal Flexible | Conduit | 520 | FT | In Stock | Apr 17, 2026 | 520 | 3 | Reel #1: 300; Reel #2: 120; Reel #3: 100
| Metal Flexible Conduit | 3" | Metal Flexible | Conduit | 244 | FT | In Stock | Apr 17, 2026 | 244 | 3 | Reel #1: 90; Reel #2: 54; Reel #3: 100
| Metal Flexible Conduit | 3-1/2" | Metal Flexible | Conduit | 100 | FT | In Stock | Apr 17, 2026
| Metal Flexible Conduit | 4" | Metal Flexible | Conduit | 0 | FT | Out of Stock | Apr 17, 2026
| Metal Flexible Conduit | 6" | Metal Flexible | Conduit | 0 | FT | Out of Stock | Apr 17, 2026
Fittings
Metal Flexible Conduit Connector 90°
| Metal Flexible Conduit Connector 90° | 1/2" | Metal Flexible | Fittings | 10 | EA | Low Stock | May 01, 2026
| Metal Flexible Conduit Connector 90° | 3/4" | Metal Flexible | Fittings | 60 | EA | In Stock | May 01, 2026
| Metal Flexible Conduit Connector 90° | 1" | Metal Flexible | Fittings | 10 | EA | Low Stock | May 01, 2026
| Metal Flexible Conduit Connector 90° | 1-1/4" | Metal Flexible | Fittings | 0 | EA | Out of Stock | May 01, 2026
| Metal Flexible Conduit Connector 90° | 1-1/2" | Metal Flexible | Fittings | 9 | EA | Low Stock | May 01, 2026
| Metal Flexible Conduit Connector 90° | 2" | Metal Flexible | Fittings | 7 | EA | Low Stock | May 01, 2026
| Metal Flexible Conduit Connector 90° | 2-1/2" | Metal Flexible | Fittings | 0 | EA | Out of Stock | May 01, 2026
| Metal Flexible Conduit Connector 90° | 3" | Metal Flexible | Fittings | 0 | EA | Out of Stock | May 01, 2026
| Metal Flexible Conduit Connector 90° | 3-1/2" | Metal Flexible | Fittings | 0 | EA | Out of Stock | May 01, 2026
| Metal Flexible Conduit Connector 90° | 4" | Metal Flexible | Fittings | 0 | EA | Out of Stock | Apr 17, 2026
| Metal Flexible Conduit Connector 90° | 6" | Metal Flexible | Fittings | 0 | EA | Out of Stock | Apr 17, 2026
Metal Flexible Conduit Connector Straight
| Metal Flexible Conduit Connector Straight | 1/2" | Metal Flexible | Fittings | 3 | EA | Low Stock | Apr 17, 2026
| Metal Flexible Conduit Connector Straight | 3/4" | Metal Flexible | Fittings | 400 | EA | In Stock | Apr 17, 2026
| Metal Flexible Conduit Connector Straight | 1" | Metal Flexible | Fittings | 12 | EA | Low Stock | Apr 17, 2026
| Metal Flexible Conduit Connector Straight | 1-1/4" | Metal Flexible | Fittings | 0 | EA | Out of Stock | Apr 17, 2026
| Metal Flexible Conduit Connector Straight | 1-1/2" | Metal Flexible | Fittings | 12 | EA | Low Stock | Apr 17, 2026
| Metal Flexible Conduit Connector Straight | 2" | Metal Flexible | Fittings | 12 | EA | Low Stock | Apr 17, 2026
| Metal Flexible Conduit Connector Straight | 2-1/2" | Metal Flexible | Fittings | 8 | EA | In Stock | Apr 17, 2026
| Metal Flexible Conduit Connector Straight | 3" | Metal Flexible | Fittings | 8 | EA | In Stock | Apr 17, 2026
| Metal Flexible Conduit Connector Straight | 3-1/2" | Metal Flexible | Fittings | 0 | EA | Out of Stock | Apr 17, 2026
| Metal Flexible Conduit Connector Straight | 4" | Metal Flexible | Fittings | 0 | EA | Out of Stock | Apr 17, 2026
| Metal Flexible Conduit Connector Straight | 6" | Metal Flexible | Fittings | 0 | EA | Out of Stock | Apr 17, 2026
PVC
Conduit
PVC Conduit
| PVC Conduit | 3/4" | PVC | Conduit | 1290 | FT | In Stock | Apr 24, 2026
| PVC Conduit | 1" | PVC | Conduit | 150 | FT | Low Stock | Apr 24, 2026
| PVC Conduit | 1-1/4" | PVC | Conduit | 150 | FT | Low Stock | Apr 24, 2026
| PVC Conduit | 1-1/2" | PVC | Conduit | 0 | FT | Out of Stock | Mar 21, 2026
| PVC Conduit | 2" | PVC | Conduit | 0 | FT | Out of Stock | Apr 25, 2026
| PVC Conduit | 2-1/2" | PVC | Conduit | 0 | FT | Out of Stock | Apr 09, 2026
| PVC Conduit | 3" | PVC | Conduit | 0 | FT | Out of Stock | Apr 20, 2026
| PVC Conduit | 3-1/2" | PVC | Conduit | 20 | FT | In Stock | Apr 20, 2026
| PVC Conduit | 4" | PVC | Conduit | 0 | FT | Out of Stock | Apr 23, 2026
| PVC Conduit | 6" | PVC | Conduit | 0 | FT | Out of Stock | Mar 21, 2026
PVC Conduit
Conduit
PVC Elbow 90°
| PVC Elbow 90° | 3/4" | PVC Conduit | Conduit | 0 | EA | Out of Stock | Apr 21, 2026
| PVC Elbow 90° | 1" | PVC Conduit | Conduit | 0 | EA | Out of Stock | Apr 21, 2026
| PVC Elbow 90° | 1-1/4" | PVC Conduit | Conduit | 0 | EA | Out of Stock | Apr 21, 2026
| PVC Elbow 90° | 2" | PVC Conduit | Conduit | 18 | EA | In Stock | Apr 24, 2026
| PVC Elbow 90° | 2-1/2" | PVC Conduit | Conduit | 0 | EA | Out of Stock | Apr 21, 2026
| PVC Elbow 90° | 3" | PVC Conduit | Conduit | 30 | EA | In Stock | May 02, 2026
| PVC Elbow 90° | 3-1/2" | PVC Conduit | Conduit | 0 | EA | Out of Stock | Apr 21, 2026
| PVC Elbow 90° | 4" | PVC Conduit | Conduit | 8 | EA | In Stock | Apr 21, 2026
Fittings
PVC Connector
| PVC Connector | 3/4" | PVC Conduit | Fittings | 14 | EA | Low Stock | Apr 20, 2026
| PVC Connector | 1" | PVC Conduit | Fittings | 12 | EA | Low Stock | Apr 20, 2026
| PVC Connector | 1-1/4" | PVC Conduit | Fittings | 8 | EA | Low Stock | Apr 20, 2026
| PVC Connector | 1-1/2" | PVC Conduit | Fittings | 13 | EA | Low Stock | Apr 20, 2026
| PVC Connector | 2" | PVC Conduit | Fittings | 2 | EA | Low Stock | Apr 20, 2026
| PVC Connector | 2-1/2" | PVC Conduit | Fittings | 2 | EA | In Stock | Apr 20, 2026
| PVC Connector | 3" | PVC Conduit | Fittings | 0 | EA | Out of Stock | Apr 20, 2026
| PVC Connector | 3-1/2" | PVC Conduit | Fittings | 0 | EA | Out of Stock | Apr 20, 2026
| PVC Connector | 4" | PVC Conduit | Fittings | 11 | EA | Low Stock | Apr 20, 2026
| PVC Connector | 6" | PVC Conduit | Fittings | 0 | EA | Out of Stock | Apr 20, 2026
PVC Coupling
| PVC Coupling | 3/4" | PVC Conduit | Fittings | 15 | EA | Low Stock | Apr 09, 2026
| PVC Coupling | 1" | PVC Conduit | Fittings | 26 | EA | Low Stock | Apr 09, 2026
| PVC Coupling | 1-1/4" | PVC Conduit | Fittings | 10 | EA | Low Stock | Apr 09, 2026
| PVC Coupling | 1-1/2" | PVC Conduit | Fittings | 11 | EA | Low Stock | Apr 09, 2026
| PVC Coupling | 2" | PVC Conduit | Fittings | 3 | EA | Low Stock | Apr 25, 2026
| PVC Coupling | 2-1/2" | PVC Conduit | Fittings | 6 | EA | In Stock | Apr 09, 2026
| PVC Coupling | 3" | PVC Conduit | Fittings | 0 | EA | Out of Stock | Apr 09, 2026
| PVC Coupling | 3-1/2" | PVC Conduit | Fittings | 0 | EA | Out of Stock | Apr 09, 2026
| PVC Coupling | 4" | PVC Conduit | Fittings | 10 | EA | Low Stock | Apr 21, 2026
| PVC Coupling | 6" | PVC Conduit | Fittings | 0 | EA | Out of Stock | Apr 09, 2026
PVC Female Adaptor
| PVC Female Adaptor | 3/4" | PVC Conduit | Fittings | 12 | EA | In Stock | Apr 09, 2026
| PVC Female Adaptor | 1" | PVC Conduit | Fittings | 28 | EA | In Stock | Apr 09, 2026
| PVC Female Adaptor | 1-1/4" | PVC Conduit | Fittings | 0 | EA | Out of Stock | Apr 09, 2026
| PVC Female Adaptor | 1-1/2" | PVC Conduit | Fittings | 0 | EA | Out of Stock | Apr 09, 2026
| PVC Female Adaptor | 2" | PVC Conduit | Fittings | 8 | EA | In Stock | Apr 09, 2026
| PVC Female Adaptor | 2-1/2" | PVC Conduit | Fittings | 0 | EA | Out of Stock | Apr 09, 2026
| PVC Female Adaptor | 3" | PVC Conduit | Fittings | 0 | EA | Out of Stock | Apr 09, 2026
| PVC Female Adaptor | 3-1/2" | PVC Conduit | Fittings | 0 | EA | Out of Stock | Apr 09, 2026
| PVC Female Adaptor | 4" | PVC Conduit | Fittings | 0 | EA | Out of Stock | Apr 09, 2026
| PVC Female Adaptor | 6" | PVC Conduit | Fittings | 0 | EA | Out of Stock | Apr 09, 2026
Rigid
Conduit
Rigid Conduit
| Rigid Conduit | 3/4" | Rigid | Conduit | 920 | FT | Low Stock | Mar 28, 2026
| Rigid Conduit | 1" | Rigid | Conduit | 970 | FT | Low Stock | Mar 23, 2026
| Rigid Conduit | 1-1/4" | Rigid | Conduit | 0 | FT | Out of Stock | Mar 23, 2026
| Rigid Conduit | 1-1/2" | Rigid | Conduit | 4200 | FT | In Stock | Mar 23, 2026
| Rigid Conduit | 2" | Rigid | Conduit | 0 | FT | Out of Stock | Mar 23, 2026
| Rigid Conduit | 2-1/2" | Rigid | Conduit | 0 | FT | Out of Stock | Apr 09, 2026
| Rigid Conduit | 3" | Rigid | Conduit | 220 | FT | Low Stock | Mar 23, 2026
| Rigid Conduit | 3-1/2" | Rigid | Conduit | 0 | FT | Out of Stock | Apr 09, 2026
| Rigid Conduit | 4" | Rigid | Conduit | 0 | FT | Out of Stock | Mar 23, 2026
| Rigid Conduit | 6" | Rigid | Conduit | 0 | FT | Out of Stock | Mar 23, 2026
Connector
Rigid Compression Connector
| Rigid Compression Connector | 1/2" | Rigid | Connector | 0 | EA | Out of Stock | May 01, 2026
| Rigid Compression Connector | 1" | Rigid | Connector | 105 | EA | Low Stock | May 01, 2026
| Rigid Compression Connector | 3/4" | Rigid | Connector | 22 | EA | In Stock | May 01, 2026
| Rigid Compression Connector | 1-1/4" | Rigid | Connector | 0 | EA | Out of Stock | Apr 09, 2026
| Rigid Compression Connector | 1-1/2" | Rigid | Connector | 26 | EA | Low Stock | May 01, 2026
| Rigid Compression Connector | 2" | Rigid | Connector | 0 | EA | Out of Stock | Apr 09, 2026
| Rigid Compression Connector | 3" | Rigid | Connector | 0 | EA | Out of Stock | May 01, 2026
| Rigid Compression Connector | 2-1/2" | Rigid | Connector | 0 | EA | Out of Stock | Apr 09, 2026
| Rigid Compression Connector | 3-1/2" | Rigid | Connector | 0 | EA | Out of Stock | May 01, 2026
| Rigid Compression Connector | 4" | Rigid | Connector | 0 | EA | Out of Stock | May 01, 2026
| Rigid Compression Connector | 6" | Rigid | Connector | 0 | EA | Out of Stock | Apr 09, 2026
Coupling
Rigid Compression Coupling
| Rigid Compression Coupling | 1/2" | Rigid | Coupling | 0 | EA | Out of Stock | May 01, 2026
| Rigid Compression Coupling | 1" | Rigid | Coupling | 155 | EA | Low Stock | May 01, 2026
| Rigid Compression Coupling | 3/4" | Rigid | Coupling | 0 | EA | Out of Stock | May 01, 2026
| Rigid Compression Coupling | 1-1/2" | Rigid | Coupling | 30 | EA | Low Stock | May 01, 2026
| Rigid Compression Coupling | 1-1/4" | Rigid | Coupling | 0 | EA | Out of Stock | Apr 14, 2026
| Rigid Compression Coupling | 2" | Rigid | Coupling | 0 | EA | Out of Stock | Apr 14, 2026
| Rigid Compression Coupling | 2-1/2" | Rigid | Coupling | 0 | EA | Out of Stock | May 01, 2026
| Rigid Compression Coupling | 3" | Rigid | Coupling | 0 | EA | Out of Stock | May 01, 2026
| Rigid Compression Coupling | 3-1/2" | Rigid | Coupling | 0 | EA | Out of Stock | May 01, 2026
| Rigid Compression Coupling | 4" | Rigid | Coupling | 0 | EA | Out of Stock | May 01, 2026
| Rigid Compression Coupling | 6" | Rigid | Coupling | 0 | EA | Out of Stock | Apr 14, 2026
Rigid Threaded Coupling
| Rigid Threaded Coupling | 3/4" | Rigid | Coupling | 443 | EA | Low Stock | May 06, 2026
| Rigid Threaded Coupling | 1" | Rigid | Coupling | 166 | EA | Low Stock | Apr 30, 2026
| Rigid Threaded Coupling | 1-1/4" | Rigid | Coupling | 45 | EA | Low Stock | Apr 16, 2026
| Rigid Threaded Coupling | 1-1/2" | Rigid | Coupling | 134 | EA | Low Stock | Apr 16, 2026
| Rigid Threaded Coupling | 2" | Rigid | Coupling | 35 | EA | Low Stock | Apr 24, 2026
| Rigid Threaded Coupling | 2-1/2" | Rigid | Coupling | 99 | EA | In Stock | Apr 16, 2026
| Rigid Threaded Coupling | 3" | Rigid | Coupling | 42 | EA | Low Stock | Apr 16, 2026
| Rigid Threaded Coupling | 3-1/2" | Rigid | Coupling | 38 | EA | In Stock | Apr 16, 2026
| Rigid Threaded Coupling | 4" | Rigid | Coupling | 24 | EA | Low Stock | Apr 16, 2026
| Rigid Threaded Coupling | 6" | Rigid | Coupling | 0 | EA | Out of Stock | Mar 19, 2026
Elbow
Rigid Elbow 90°
| Rigid Elbow 90° | 3/4" | Rigid | Elbow | 15 | EA | In Stock | Apr 17, 2026
| Rigid Elbow 90° | 1" | Rigid | Elbow | 19 | EA | Low Stock | Mar 23, 2026
| Rigid Elbow 90° | 1-1/4" | Rigid | Elbow | 0 | EA | Out of Stock | Apr 09, 2026
| Rigid Elbow 90° | 1-1/2" | Rigid | Elbow | 19 | EA | Low Stock | Mar 23, 2026
| Rigid Elbow 90° | 2" | Rigid | Elbow | 0 | EA | Out of Stock | Mar 23, 2026
| Rigid Elbow 90° | 2-1/2" | Rigid | Elbow | 0 | EA | Out of Stock | Apr 20, 2026
| Rigid Elbow 90° | 3" | Rigid | Elbow | 35 | EA | Low Stock | Apr 17, 2026
| Rigid Elbow 90° | 4" | Rigid | Elbow | 0 | EA | Out of Stock | Mar 23, 2026
| Rigid Elbow 90° | 3-1/2" | Rigid | Elbow | 2 | EA | Low Stock | Apr 20, 2026
| Rigid Elbow 90° | 6" | Rigid | Elbow | 0 | EA | Out of Stock | Mar 23, 2026

## CONDUIT SUPPORTS & STRUT SYSTEM
PHOTO | Material Name | Size | Family | Type | Quantity | Unit | Status | Last Updated
Beam Clamp
Beam Clamp
Beam Clamp
| Beam Clamp | 1/4" | Beam Clamp | Beam Clamp | 0 | EA | Out of Stock | Apr 17, 2026
| Beam Clamp | 3/8" | Beam Clamp | Beam Clamp | 277 | EA | In Stock | Apr 22, 2026
| Beam Clamp | 1/2" | Beam Clamp | Beam Clamp | 1200 | EA | In Stock | Apr 17, 2026
| Beam Clamp | 2" | Beam Clamp | Beam Clamp | 100 | EA | In Stock | Apr 22, 2026
Conduit Support
Conduit Clamp
Conduit Clamp
| Conduit Clamp | 3/4" | Conduit Support | Conduit Clamp | 725 | EA | In Stock | May 05, 2026
| Conduit Clamp | 1" | Conduit Support | Conduit Clamp | 254 | EA | In Stock | May 05, 2026
| Conduit Clamp | 1-1/4" | Conduit Support | Conduit Clamp | 404 | EA | In Stock | Apr 17, 2026
| Conduit Clamp | 1-1/2" | Conduit Support | Conduit Clamp | 62 | EA | In Stock | Apr 17, 2026
| Conduit Clamp | 2" | Conduit Support | Conduit Clamp | 26 | EA | In Stock | Apr 17, 2026
One Hole Strap
EMT One-Hole Strap
| EMT One-Hole Strap | 1/4" | Conduit Support | One Hole Strap | 604 | EA | In Stock | Apr 20, 2026
| EMT One-Hole Strap | 3/8" | Conduit Support | One Hole Strap | 924 | EA | In Stock | Apr 20, 2026
| EMT One-Hole Strap | 1/2" | Conduit Support | One Hole Strap | 210 | EA | Low Stock | Apr 17, 2026
| EMT One-Hole Strap | 3/4" | Conduit Support | One Hole Strap | 448 | EA | Low Stock | May 02, 2026
| EMT One-Hole Strap | 1" | Conduit Support | One Hole Strap | 587 | EA | Low Stock | Apr 17, 2026
| EMT One-Hole Strap | 1-1/4" | Conduit Support | One Hole Strap | 322 | EA | In Stock | Apr 20, 2026
| EMT One-Hole Strap | 1-1/2" | Conduit Support | One Hole Strap | 117 | EA | In Stock | Apr 17, 2026
| EMT One-Hole Strap | 2-1/2" | Conduit Support | One Hole Strap | 9 | EA | In Stock | Apr 20, 2026
| EMT One-Hole Strap | 3" | Conduit Support | One Hole Strap | 26 | EA | In Stock | Apr 20, 2026
Rigid One-Hole Strap
| Rigid One-Hole Strap | 3/4" | Conduit Support | One Hole Strap | 280 | EA | In Stock | Apr 24, 2026
| Rigid One-Hole Strap | 1" | Conduit Support | One Hole Strap | 122 | EA | In Stock | Apr 14, 2026
Two Hole Strap
EMT Two-Hole Strap
| EMT Two-Hole Strap | 1/2" | Conduit Support | Two Hole Strap | 3 | EA | Low Stock | Apr 17, 2026
| EMT Two-Hole Strap | 3/4" | Conduit Support | Two Hole Strap | 23 | EA | Low Stock | Apr 17, 2026
| EMT Two-Hole Strap | 1" | Conduit Support | Two Hole Strap | 22 | EA | Low Stock | Apr 17, 2026
| EMT Two-Hole Strap | 1-1/2" | Conduit Support | Two Hole Strap | 0 | EA | Out of Stock | Apr 20, 2026
U Braket
U Shaped Bracket
| U Shaped Bracket | 3/4" | Conduit Support | U Braket | 0 | EA | Out of Stock | May 05, 2026
| U Shaped Bracket | 1" | Conduit Support | U Braket | 0 | EA | Out of Stock | May 05, 2026
| U Shaped Bracket | 1-1/4" | Conduit Support | U Braket | 0 | EA | Out of Stock | May 05, 2026
| U Shaped Bracket | 1-1/2" | Conduit Support | U Braket | 0 | EA | Out of Stock | May 05, 2026
| U Shaped Bracket | 2" | Conduit Support | U Braket | 0 | EA | Out of Stock | May 05, 2026
| U Shaped Bracket | 2-1/2" | Conduit Support | U Braket | 0 | EA | Out of Stock | May 05, 2026
| U Shaped Bracket | 3" | Conduit Support | U Braket | 0 | EA | Out of Stock | May 05, 2026
| U Shaped Bracket | 3-1/2" | Conduit Support | U Braket | 0 | EA | Out of Stock | May 05, 2026
| U Shaped Bracket | 4" | Conduit Support | U Braket | 0 | EA | Out of Stock | May 05, 2026
| U Shaped Bracket | 6" | Conduit Support | U Braket | 0 | EA | Out of Stock | May 05, 2026
Unistrut Pipe Clamp
EMT Unistrut Pipe Clamp
| EMT Unistrut Pipe Clamp | 1/2" | Conduit Support | Unistrut Pipe Clamp | 21 | EA | In Stock | Apr 17, 2026
| EMT Unistrut Pipe Clamp | 3/4" | Conduit Support | Unistrut Pipe Clamp | 219 | EA | In Stock | May 02, 2026
| EMT Unistrut Pipe Clamp | 1" | Conduit Support | Unistrut Pipe Clamp | 4089 | EA | In Stock | Apr 29, 2026
| EMT Unistrut Pipe Clamp | 1-1/4" | Conduit Support | Unistrut Pipe Clamp | 396 | EA | In Stock | Mar 30, 2026
| EMT Unistrut Pipe Clamp | 1-1/2" | Conduit Support | Unistrut Pipe Clamp | 250 | EA | In Stock | Apr 17, 2026
| EMT Unistrut Pipe Clamp | 2" | Conduit Support | Unistrut Pipe Clamp | 330 | EA | In Stock | May 01, 2026
| EMT Unistrut Pipe Clamp | 2-1/2" | Conduit Support | Unistrut Pipe Clamp | 228 | EA | In Stock | Apr 17, 2026
| EMT Unistrut Pipe Clamp | 3" | Conduit Support | Unistrut Pipe Clamp | 58 | EA | In Stock | Apr 17, 2026
| EMT Unistrut Pipe Clamp | 3-1/2" | Conduit Support | Unistrut Pipe Clamp | 200 | EA | In Stock | Apr 16, 2026
| EMT Unistrut Pipe Clamp | 4" | Conduit Support | Unistrut Pipe Clamp | 31 | EA | In Stock | May 01, 2026
| EMT Unistrut Pipe Clamp | 6" | Conduit Support | Unistrut Pipe Clamp | 0 | EA | Out of Stock | Mar 19, 2026
Rigid Unisturt Pipe Clamp
| Rigid Unisturt Pipe Clamp | 1/2" | Conduit Support | Unistrut Pipe Clamp | 34 | EA | In Stock | Mar 28, 2026
| Rigid Unisturt Pipe Clamp | 3/4" | Conduit Support | Unistrut Pipe Clamp | 84 | EA | In Stock | Mar 30, 2026
| Rigid Unisturt Pipe Clamp | 1" | Conduit Support | Unistrut Pipe Clamp | 143 | EA | In Stock | Mar 28, 2026
Strut Channel
Channel Hanger
Channel Hanger
| Channel Hanger | 1-5/8" | Strut Channel | Channel Hanger | 886 | EA | In Stock | Apr 20, 2026
Column Support
Column Support
| Column Support | 1-5/8" | Strut Channel | Column Support | 186 | EA | In Stock | May 02, 2026
Corner Angle
Corner Angle 45°
| Corner Angle 45° | 1/2" | Strut Channel | Corner Angle | 123 | EA | In Stock | Apr 20, 2026
Corner Angle 90°
| Corner Angle 90° | 1/2" | Strut Channel | Corner Angle | 330 | EA | In Stock | Apr 20, 2026
| Corner Angle 90° | 1/2" | Strut Channel | Corner Angle | 43 | EA | Low Stock | Apr 20, 2026
Covers
Channel End Cap
| Channel End Cap | 1-5/8"x1-5/8" | Strut Channel | Covers | 50 | EA | In Stock | Apr 20, 2026
Race Way End Cap
| Race Way End Cap | 1-5/8" | Strut Channel | Covers | 0 | EA | Out of Stock | Apr 14, 2026
Race Way Top Cover
| Race Way Top Cover | 1-5/8" x 10ft | Strut Channel | Covers | 38 | EA | In Stock | Mar 19, 2026
Joiner
4-Hole Flat Corner
| 4-Hole Flat Corner | 1/2" | Strut Channel | Joiner | 14 | EA | In Stock | Apr 20, 2026
Elbow Strut joiner
| Elbow Strut joiner | 1-5/8" | Strut Channel | Joiner | 0 | EA | Out of Stock | Apr 14, 2026
Straight Strut Joiner
| Straight Strut Joiner | 1-5/8" | Strut Channel | Joiner | 111 | EA | In Stock | May 05, 2026
Tee Strut Joiner
| Tee Strut Joiner | 1-5/8" | Strut Channel | Joiner | 30 | EA | In Stock | May 05, 2026
Post Base
Post Base
| Post Base | Standard | Strut Channel | Post Base | 105 | EA | In Stock | Apr 17, 2026
Unistrut
1-5/8" x 20ft Slotted Strut Channel(Single Unistrut)
| 1-5/8" x 20ft Slotted Strut Channel(Single Unistrut) | 1-5/8" x 20ft | Strut Channel | Unistrut | 819 | FT | In Stock | May 04, 2026
13/16" x 20ft Slotted Strut Channel(Half Unistrut)
| 13/16" x 20ft Slotted Strut Channel(Half Unistrut) | 13/16" x 20ft | Strut Channel | Unistrut | 323 | FT | In Stock | Apr 30, 2026
2-1/8"x20 Slotted Strut Channel
| 2-1/8"x20 Slotted Strut Channel | 2-1/8"x20 | Strut Channel | Unistrut | 1280 | FT | In Stock | Apr 21, 2026
Back-to-Back Slotted Strut Channel(Double Unistrut)
| Back-to-Back Slotted Strut Channel(Double Unistrut) | 1-5/8" x 20ft | Strut Channel | Unistrut | 419 | FT | In Stock | May 04, 2026
Solid Strut Channel(Raceway)
| Solid Strut Channel(Raceway) | 1-5/8" x 20ft | Strut Channel | Unistrut | 112 | FT | Low Stock | Apr 20, 2026
Window Clamp
3-3/8" Strut to Beam Clamp(Single Window Clamp)
| 3-3/8" Strut to Beam Clamp(Single Window Clamp) | 3-3/8" | Strut Channel | Window Clamp | 270 | EA | In Stock | Apr 25, 2026
5" Strut to Beam Clamp(Double Window Clamp)
| 5" Strut to Beam Clamp(Double Window Clamp) | 5" | Strut Channel | Window Clamp | 383 | EA | In Stock | Apr 22, 2026
Threaded Rod
Rod Coupling
Threaded Rod Coupling
| Threaded Rod Coupling | 1/4" | Threaded Rod | Rod Coupling | 15 | EA | Low Stock | Apr 17, 2026
| Threaded Rod Coupling | 3/8" | Threaded Rod | Rod Coupling | 230 | EA | In Stock | Apr 17, 2026
| Threaded Rod Coupling | 1/2" | Threaded Rod | Rod Coupling | 1950 | EA | In Stock | Apr 17, 2026
| Threaded Rod Coupling | 5/8" | Threaded Rod | Rod Coupling | 224 | EA | In Stock | Apr 17, 2026
Rod End Cap
Threaded Rod End Cap
| Threaded Rod End Cap | 3/8" | Threaded Rod | Rod End Cap | 2300 | EA | In Stock | Apr 16, 2026
| Threaded Rod End Cap | 1/2" | Threaded Rod | Rod End Cap | 0 | EA | Out of Stock | Mar 18, 2026
| Threaded Rod End Cap | 3/4" | Threaded Rod | Rod End Cap | 0 | EA | Out of Stock | Mar 18, 2026
Threaded Rod
Threaded Rod
| Threaded Rod | 1/4" x 10ft | Threaded Rod | Threaded Rod | 0 | FT | Out of Stock | Apr 17, 2026
| Threaded Rod | 3/8" x 10ft | Threaded Rod | Threaded Rod | 1060 | FT | In Stock | Apr 17, 2026
| Threaded Rod | 1/2" x 10ft | Threaded Rod | Threaded Rod | 4560 | FT | In Stock | May 02, 2026
| Threaded Rod | 5/8" x 10ft | Threaded Rod | Threaded Rod | 0 | FT | Out of Stock | Mar 18, 2026
(No Family)
Raceway
| Raceway | 2"-1/8" |  |  | 30 | EA | In Stock | Apr 17, 2026
| Raceway | 2"-1/8" |  |  | 70 | EA | In Stock | Apr 17, 2026
Support For Double Channel
| Support For Double Channel | 7"-1-5/8" |  |  | 100 | EA | In Stock | Apr 17, 2026

## CABLE & WIRE
PHOTO | Material Name | Size | Family | Type | Quantity | Unit | Status | Last Updated | Quantity | Total Reels | Reel #1 | Reel #2 | Reel #3 | Reel #4 | Reel #5 | Reel #6 | Reel #7 | Reel #8 | Reel #9 | Reel #10 | Reel #11 | Reel #12 | Reel #13 | Reel #14 | Reel #15 | Reel #16 | Reel #17 | Reel #18 | Reel #19 | Reel #20 | Reel #21 | Reel #22
Ground Wire
Grounding Wire
| #12 Grounding Wire | #12 | Ground Wire |  | 500 | FT | Low Stock | Apr 17, 2026 | 500 | 1 | Reel #1: 500
| #10 Grounding Wire | #10 | Ground Wire |  | 9950 | FT | In Stock | Apr 13, 2026 | 9950 | 7 | Reel #1: 2500; Reel #2: 2500; Reel #3: 2500; Reel #4: 800; Reel #5: 800; Reel #6: 450; Reel #7: 400
| #8 Grounding Wire | #8 | Ground Wire |  | 0 | FT | Out of Stock | May 06, 2026
| #4 Grounding Wire | #4 | Ground Wire |  | 1000 | FT | In Stock | May 06, 2026 | 1000 | 1 | Reel #1: 1000
| #3 Grounding Wire | #3 | Ground Wire |  | 1820 | FT | In Stock | May 06, 2026 | 1820 | 1 | Reel #1: 1820
| #2 Grounding Wire | #2 | Ground Wire |  | 0 | FT | Out of Stock | May 06, 2026
| #1 Grounding Wire | #1 | Ground Wire |  | 0 | FT | Out of Stock | May 06, 2026
| #1/0 Grounding Wire | #1/0 | Ground Wire |  | 0 | FT | Out of Stock | May 06, 2026
| #2/0 Grounding Wire | #2/0 | Ground Wire |  | 0 | FT | Out of Stock | May 06, 2026
| #3/0 Grounding Wire | #3/0 | Ground Wire |  | 0 | FT | Out of Stock | May 06, 2026
| #4/0 Grounding Wire | #4/0 | Ground Wire |  | 0 | FT | Out of Stock | May 06, 2026
| #250 Grounding Wire | #250 | Ground Wire |  | 0 | FT | Out of Stock | May 06, 2026
| #350 Grounding Wire | #350 | Ground Wire |  | 0 | FT | Out of Stock | May 06, 2026
| #500 Grounding Wire | #500 | Ground Wire |  | 0 | FT | Out of Stock | May 06, 2026
MC Cable
Bushing
MC Cable Anti Short Bushing
| Anti Short Bushing | 3/8" | MC Cable | Bushing | 2750 | EA | In Stock | Apr 17, 2026
| Anti Short Bushing | 5/16" | MC Cable | Bushing | 5517 | EA | In Stock | Apr 17, 2026
Fittings
MC CONNECTOR 1 HOLE
| 3/8" MC DUPLEX CONNECTOR | 3/8" | MC Cable | Fittings | 1000 | EA | In Stock | Apr 17, 2026
MC DUPLEX CONNECTOR 2 HOLE
| 3/8" MC DUPLEX CONNECTOR 2 HOLE | 3/8" | MC Cable | Fittings | 175 | EA | In Stock | Apr 17, 2026
MC Cable
MC Cable
| MC Cable 12/2C | 12/2C | MC Cable | MC Cable | 0 | FT | Out of Stock | Apr 17, 2026
| MC Cable 12/3C | 12/3C | MC Cable | MC Cable | 0 | FT | Out of Stock | Apr 17, 2026
| MC Cable 10/2C | 10/2C | MC Cable | MC Cable | 1000 | FT | In Stock | May 05, 2026 | 1000 | 4 | Reel #1: 250; Reel #2: 250; Reel #3: 250; Reel #4: 250
Multi Conductor
2C
Multi Core Cable (2C)
| #10(2C) Cable | #10 | Multi Conductor | 2C | 3533 | FT | In Stock | Apr 20, 2026 | 3533 | 4 | Reel #1: 1000; Reel #2: 1000; Reel #3: 1000; Reel #4: 533
2C+G
Multi Core Cable (2C+G)
| #12(2C+G) Cable | #12 | Multi Conductor | 2C+G | 314 | FT | In Stock | Apr 28, 2026 | 314 | 1 | Reel #1: 314
| #10(2C+G) Cable | #10 | Multi Conductor | 2C+G | 5000 | FT | In Stock | May 06, 2026 | 5000 | 1 | Reel #1: 5000
3C
Multi Core Cable (3C)
| #12(3C) Cable | #12 | Multi Conductor | 3C | 10434 | FT | In Stock | Apr 20, 2026 | 10434 | 5 | Reel #1: 3000; Reel #2: 3000; Reel #3: 3000; Reel #4: 400; Reel #5: 1034
| #10(3C) Cable | #10 | Multi Conductor | 3C | 170 | FT | In Stock | Apr 21, 2026 | 170 | 1 | Reel #1: 170
| #1(3C) Cable | #1 | Multi Conductor | 3C | 0 | FT | Out of Stock | Apr 20, 2026
| #3/0(3C) Cable | #3/0 | Multi Conductor | 3C | 0 | FT | Out of Stock | Apr 20, 2026
3C+G
Multi Core Cable (3C+G)
| #12(3C+G) Cable | #12 | Multi Conductor | 3C+G | 2368 | FT | In Stock | Apr 15, 2026 | 2368 | 2 | Reel #1: 1368; Reel #2: 1000
| #10(3C+G) Cable | #10 | Multi Conductor | 3C+G | 13880 | FT | In Stock | May 06, 2026 | 13880 | 3 | Reel #1: 5000; Reel #2: 5000; Reel #3: 3880
| #8(3C+G) Cable | #8 | Multi Conductor | 3C+G | 6214 | FT | In Stock | Apr 16, 2026 | 6214 | 3 | Reel #1: 190; Reel #2: 1024; Reel #3: 5000
| #6(3C+G) Cable | #6 | Multi Conductor | 3C+G | 3836 | FT | In Stock | Apr 16, 2026 | 3836 | 2 | Reel #1: 436; Reel #2: 3400
| #4(3C+G) Cable | #4 | Multi Conductor | 3C+G | 388 | FT | In Stock | Apr 16, 2026 | 388 | 1 | Reel #1: 388
| #2(3C+G) Cable | #2 | Multi Conductor | 3C+G | 0 | FT | Out of Stock | Apr 17, 2026
| #1(3C+G) Cable | #1 | Multi Conductor | 3C+G | 0 | FT | Out of Stock | May 06, 2026
| #1/0(3C+G) Cable | #1/0 | Multi Conductor | 3C+G | 2082 | FT | In Stock | Apr 17, 2026 | 2082 | 2 | Reel #1: 752; Reel #2: 1330
| #3/0(3C+G) Cable | #3/0 | Multi Conductor | 3C+G | 2346 | FT | In Stock | Apr 17, 2026 | 2346 | 2 | Reel #1: 346; Reel #2: 2000
| #4/0(3C+G) Cable | #4/0 | Multi Conductor | 3C+G | 0 | FT | Out of Stock | Apr 17, 2026
| #250(3C+G) Cable | #250 | Multi Conductor | 3C+G | 740 | FT | In Stock | Apr 17, 2026 | 740 | 3 | Reel #1: 100; Reel #2: 140; Reel #3: 500
| #350(3C+G) Cable | #350 | Multi Conductor | 3C+G | 0 | FT | Out of Stock | Apr 17, 2026
| #500(3C+G) Cable | #500 | Multi Conductor | 3C+G | 0 | FT | Out of Stock | Apr 17, 2026
| #600(3C+G) Cable | #600 | Multi Conductor | 3C+G | 0 | FT | Out of Stock | Apr 17, 2026
4C
Multi Core Cable (4C)
| #12(4C) Cable | #12 | Multi Conductor | 4C | 3028 | FT | In Stock | Apr 20, 2026 | 3028 | 1 | Reel #1: 3028
| #10(4C) Cable | #10 | Multi Conductor | 4C | 3000 | FT | In Stock | Apr 20, 2026 | 3000 | 1 | Reel #1: 3000
| #8(4C) Cable | #8 | Multi Conductor | 4C | 0 | FT | Out of Stock | Apr 20, 2026
| #6(4C) Cable | #6 | Multi Conductor | 4C | 0 | FT | Out of Stock | May 06, 2026
| #4(4C) Cable | #4 | Multi Conductor | 4C | 0 | FT | Out of Stock | May 06, 2026
| #2(4C) Cable | #2 | Multi Conductor | 4C | 0 | FT | Out of Stock | May 06, 2026
| #1(4C) Cable | #1 | Multi Conductor | 4C | 0 | FT | Out of Stock | Apr 20, 2026
| #1/0(4C) Cable | #1/0 | Multi Conductor | 4C | 0 | FT | Out of Stock | May 06, 2026
| #2/0(4C) Cable | #2/0 | Multi Conductor | 4C | 0 | FT | Out of Stock | May 06, 2026
| #3/0(4C) Cable | #3/0 | Multi Conductor | 4C | 0 | FT | Out of Stock | Apr 20, 2026
| #4/0(4C) Cable | #4/0 | Multi Conductor | 4C | 0 | FT | Out of Stock | May 06, 2026
4C+G
Multi Core Cable (4C+G)
| #6(4C+G) Cable | #6 | Multi Conductor | 4C+G | 0 | FT | Out of Stock | Apr 16, 2026
| #4(4C+G) Cable | #4 | Multi Conductor | 4C+G | 0 | FT | Out of Stock | Mar 10, 2026
| #2(4C+G) Cable | #2 | Multi Conductor | 4C+G | 54 | FT | Low Stock | Mar 10, 2026 | 54 | 1 | Reel #1: 54
| #1/0(4C+G) Cable | #1/0 | Multi Conductor | 4C+G | 1030 | FT | In Stock | Apr 17, 2026 | 1030 | 2 | Reel #1: 280; Reel #2: 750
| #2/0(4C+G) Cable | #2/0 | Multi Conductor | 4C+G | 0 | FT | Out of Stock | Apr 20, 2026
| #4/0(4C+G) Cable | #4/0 | Multi Conductor | 4C+G | 0 | FT | Out of Stock | Apr 17, 2026
| #250(4C+G) Cable | #250 | Multi Conductor | 4C+G | 0 | FT | Out of Stock | Apr 17, 2026
| #350(4C+G) Cable | #350 | Multi Conductor | 4C+G | 0 | FT | Out of Stock | Apr 17, 2026
| #500(4C+G) Cable | #500 | Multi Conductor | 4C+G | 0 | FT | Out of Stock | Apr 17, 2026
| #600(4C+G) Cable | #600 | Multi Conductor | 4C+G | 0 | FT | Out of Stock | Apr 17, 2026
Network Cable
Cat6
Cat6 Cable
| Cat6 Cable(Blue) | Blue | Network Cable | Cat6 | 20 | BOX | In Stock | May 06, 2026
| Cat6 Cable(Grey) | Grey | Network Cable | Cat6 | 0 | BOX | Out of Stock | May 06, 2026
Other
Wire Nut
Wire Nut
| 7/8" Wire Nut | 7/8" | Other | Wire Nut | 68 | EA | In Stock | Apr 17, 2026
| #18~#8 Red Wire Nut | #18~#8 | Other | Wire Nut | 2800 | EA | In Stock | May 06, 2026
Pair Cables
1 Pair
1 Pair Wire
| 1 Pair Wire | #16 | Pair Cables | 1 Pair | 9990 | FT | In Stock | May 06, 2026 | 9990 | 1 | Reel #1: 9990
Single Conductor
#1
#1 Single Wire
| #1 Single Wire | #1 | Single Conductor | #1 | 0 | FT | Out of Stock | May 06, 2026
#1/0
#1/0 Single Wire
| #1/0 Single Wire | #1/0 | Single Conductor | #1/0 | 1350 | FT | In Stock | May 06, 2026 | 1350 | 3 | Reel #1: 340; Reel #2: 1000; Reel #3: 10
#10
#10 Single Wire
| #10(Black) Single Wire | #10 | Single Conductor | #10 | 17500 | FT | In Stock | May 06, 2026 | 17500 | 7 | Reel #1: 2500; Reel #2: 2500; Reel #3: 2500; Reel #4: 2500; Reel #5: 2500; Reel #6: 2500; Reel #7: 2500
| #10(Blue) Single Wire | #10 | Single Conductor | #10 | 47500 | FT | In Stock | May 06, 2026 | 47500 | 20 | 2500 | 2500 | 2500 | 2500 | 0 | 2500 | 2500 | 2500 | 2500 | 2500 | 2500 | 2500 | 2500 | 2500 | 2500 | 2500 | 2500 | 2500 | 2500 | 2500
| #10(Brown) Single Wire | #10 | Single Conductor | #10 | 15000 | FT | In Stock | May 06, 2026 | 15000 | 7 | Reel #1: 2500; Reel #2: 2500; Reel #3: 2500; Reel #4: 2500; Reel #5: 0; Reel #6: 2500; Reel #7: 2500
| #10(Grey) Single Wire | #10 | Single Conductor | #10 | 19998 | FT | In Stock | May 06, 2026 | 19998 | 8 | Reel #1: 2498; Reel #2: 2500; Reel #3: 2500; Reel #4: 2500; Reel #5: 2500; Reel #6: 2500; Reel #7: 2500; Reel #8: 2500
| #10(Orange) Single Wire | #10 | Single Conductor | #10 | 17500 | FT | In Stock | May 06, 2026 | 17500 | 8 | Reel #1: 2500; Reel #2: 2500; Reel #3: 2500; Reel #4: 2500; Reel #5: 0; Reel #6: 2500; Reel #7: 2500; Reel #8: 2500
| #10(Red) Single Wire | #10 | Single Conductor | #10 | 55000 | FT | In Stock | May 06, 2026 | 55000 | 22 | 2500 | 2500 | 2500 | 2500 | 2500 | 2500 | 2500 | 2500 | 2500 | 2500 | 2500 | 2500 | 2500 | 2500 | 2500 | 2500 | 2500 | 2500 | 2500 | 2500 | 2500 | 2500
| #10(White) Single Wire | #10 | Single Conductor | #10 | 0 | FT | Out of Stock | May 06, 2026
| #10(Yellow) Single Wire | #10 | Single Conductor | #10 | 17500 | FT | In Stock | May 06, 2026 | 17500 | 7 | Reel #1: 2500; Reel #2: 2500; Reel #3: 2500; Reel #4: 2500; Reel #5: 2500; Reel #6: 2500; Reel #7: 2500
#12
#12 Single Wire
| #12(Black) Single Wire | #12 | Single Conductor | #12 | 25000 | FT | In Stock | May 06, 2026 | 25000 | 10 | Reel #1: 2500; Reel #2: 2500; Reel #3: 2500; Reel #4: 2500; Reel #5: 2500; Reel #6: 2500; Reel #7: 2500; Reel #8: 2500; Reel #9: 2500; Reel #10: 2500
| #12(Blue) Single Wire | #12 | Single Conductor | #12 | 42500 | FT | In Stock | May 06, 2026 | 42500 | 17 | 2500 | 2500 | 2500 | 2500 | 2500 | 2500 | 2500 | 2500 | 2500 | 2500 | 2500 | 2500 | 2500 | 2500 | 2500 | 2500 | 2500
| #12(Brown) Single Wire | #12 | Single Conductor | #12 | 30000 | FT | In Stock | May 06, 2026 | 30000 | 12 | Reel #1: 2500; Reel #2: 2500; Reel #3: 2500; Reel #4: 2500; Reel #5: 2500; Reel #6: 2500; Reel #7: 2500; Reel #8: 2500; Reel #9: 2500; Reel #10: 2500; Reel #11: 2500; Reel #12: 2500
| #12(Grey) Single Wire | #12 | Single Conductor | #12 | 15000 | FT | In Stock | May 06, 2026 | 15000 | 6 | Reel #1: 2500; Reel #2: 2500; Reel #3: 2500; Reel #4: 2500; Reel #5: 2500; Reel #6: 2500
| #12(Orange) Single Wire | #12 | Single Conductor | #12 | 37500 | FT | In Stock | May 06, 2026 | 37500 | 15 | 2500 | 2500 | 2500 | 2500 | 2500 | 2500 | 2500 | 2500 | 2500 | 2500 | 2500 | 2500 | 2500 | 2500 | 2500
| #12(Red) Single Wire | #12 | Single Conductor | #12 | 35000 | FT | In Stock | May 06, 2026 | 35000 | 14 | 2500 | 2500 | 2500 | 2500 | 2500 | 2500 | 2500 | 2500 | 2500 | 2500 | 2500 | 2500 | 2500 | 2500
| #12(White) Single Wire | #12 | Single Conductor | #12 | 27500 | FT | In Stock | May 06, 2026 | 27500 | 11 | Reel #1: 2500; Reel #2: 2500; Reel #3: 2500; Reel #4: 2500; Reel #5: 2500; Reel #6: 2500; Reel #7: 2500; Reel #8: 2500; Reel #9: 2500; Reel #10: 2500; Reel #11: 2500
| #12(Yellow) Single Wire | #12 | Single Conductor | #12 | 40000 | FT | In Stock | May 06, 2026 | 40000 | 16 | 2500 | 2500 | 2500 | 2500 | 2500 | 2500 | 2500 | 2500 | 2500 | 2500 | 2500 | 2500 | 2500 | 2500 | 2500 | 2500
#2
#2 Single Wire
| #2 Single Wire | #2 | Single Conductor | #2 | 4419 | FT | In Stock | May 06, 2026 | 4419 | 19 | 179 | 400 | 400 | 400 | 400 | 400 | 400 | 400 | 400 | 400 | 400 | 30 | 30 | 30 | 30 | 30 | 30 | 30 | 30
#2/0
#2/0 Single Wire
| #2/0 Single Wire | #2/0 | Single Conductor | #2/0 | 2500 | FT | In Stock | May 06, 2026
#250
#250 Single Wire
| #250 Single Wire | #250 | Single Conductor | #250 | 0 | FT | Out of Stock | May 06, 2026
#3/0
#3/0 Single Wire
| #3/0 Single Wire | #3/0 | Single Conductor | #3/0 | 1660 | FT | In Stock | May 06, 2026 | 1660 | 1 | Reel #1: 1660
#350
#350 Single Wire
| #350 Single Wire | #350 | Single Conductor | #350 | 0 | FT | Out of Stock | May 06, 2026 | 0 | 1 | Reel #1: 0
#4
#4 Single Wire
| #4 Single Wire | #4 | Single Conductor | #4 | 1147 | FT | In Stock | May 06, 2026 | 1147 | 3 | Reel #1: 248; Reel #2: 800; Reel #3: 99
#4/0
#4/0 Single Wire
| #4/0 Single Wire | #4/0 | Single Conductor | #4/0 | 461 | FT | Low Stock | May 06, 2026 | 461 | 3 | Reel #1: 99; Reel #2: 150; Reel #3: 212
#400
#400 Single Wire
| #400 Single Wire | #400 | Single Conductor | #400 | 320 | FT | In Stock | May 06, 2026
#500
#500 Single Wire
| #500 Single Wire | #500 | Single Conductor | #500 | 15354 | FT | In Stock | May 06, 2026 | 15354 | 12 | Reel #1: 2186; Reel #2: 2248; Reel #3: 1707; Reel #4: 2754; Reel #5: 2000; Reel #6: 260; Reel #7: 428; Reel #8: 392; Reel #9: 346; Reel #10: 342; Reel #11: 724; Reel #12: 1967
#6
#6 Single Wire
| #6(Black) Single Wire | #6 | Single Conductor | #6 | 0 | FT | Out of Stock | May 06, 2026 | 0 | 1 | Reel #1: 0
| #6(Blue) Single Wire | #6 | Single Conductor | #6 | 0 | FT | Out of Stock | May 06, 2026
| #6(Brown) Single Wire | #6 | Single Conductor | #6 | 0 | FT | Out of Stock | May 06, 2026
| #6(Grey) Single Wire | #6 | Single Conductor | #6 | 0 | FT | Out of Stock | May 06, 2026
| #6(Orange) Single Wire | #6 | Single Conductor | #6 | 0 | FT | Out of Stock | May 06, 2026
| #6(Red) Single Wire | #6 | Single Conductor | #6 | 0 | FT | Out of Stock | May 06, 2026
| #6(White) Single Wire | #6 | Single Conductor | #6 | 0 | FT | Out of Stock | May 06, 2026
| #6(Yellow) Single Wire | #6 | Single Conductor | #6 | 0 | FT | Out of Stock | May 06, 2026
#600
#600 Single Wire
| #600 Single Wire | #600 | Single Conductor | #600 | 1140 | FT | In Stock | May 06, 2026 | 1140 | 1 | Reel #1: 1140
#750
#750 Single Wire
| #750 Single Wire | #750 | Single Conductor | #750 | 0 | FT | Out of Stock | May 06, 2026
#8
Single Wire #8
| #8(Black) Single Wire | #8 | Single Conductor | #8 | 5700 | FT | In Stock | May 06, 2026 | 5700 | 3 | Reel #1: 500; Reel #2: 5000; Reel #3: 200
| #8(Blue) Single Wire | #8 | Single Conductor | #8 | 0 | FT | Out of Stock | May 06, 2026
| #8(Brown) Single Wire | #8 | Single Conductor | #8 | 0 | FT | Out of Stock | May 06, 2026
| #8(Grey) Single Wire | #8 | Single Conductor | #8 | 0 | FT | Out of Stock | May 06, 2026
| #8(Orange) Single Wire | #8 | Single Conductor | #8 | 0 | FT | Out of Stock | May 06, 2026
| #8(Red) Single Wire | #8 | Single Conductor | #8 | 0 | FT | Out of Stock | May 06, 2026
| #8(White) Single Wire | #8 | Single Conductor | #8 | 0 | FT | Out of Stock | May 06, 2026
| #8(Yellow) Single Wire | #8 | Single Conductor | #8 | 0 | FT | Out of Stock | May 06, 2026

## DEVICES
PHOTO | Material Name | Size | Family | Type | Quantity | Unit | Status | Last Updated
Network
Cat6
Keystone Jack
| Keystone Jack | RJ45 | Network | Cat6 | 0 | EA | Out of Stock | May 05, 2026
Modular Plug
| Modular Plug | RJ45 | Network | Cat6 | 0 | EA | Out of Stock | May 05, 2026
Receptacles
Other
GFCI Receptacle
| GFCI Receptacle | 15A | Receptacles | Other | 0 | EA | Out of Stock | Apr 17, 2026
| GFCI Receptacle | 20A | Receptacles | Other | 8 | EA | Low Stock | Apr 17, 2026
Decora Receptacle
| Decora Receptacle | 15A | Receptacles | Other | 0 | EA | Out of Stock | Apr 17, 2026
| Decora Receptacle | 20A | Receptacles | Other | 0 | EA | Out of Stock | Apr 17, 2026
Duplex Receptacle
| Duplex Receptacle | 15A | Receptacles | Other | 4 | EA | Low Stock | Apr 17, 2026
| Duplex Receptacle | 20A | Receptacles | Other | 37 | EA | Low Stock | Apr 27, 2026
Switches
Pole
Double Pole Switch
| Double Pole Switch | 20A | Switches | Pole | 0 | EA | Out of Stock | Apr 17, 2026
| Double Pole Switch | 15A | Switches | Pole | 6 | EA | Low Stock | Apr 17, 2026
Single Pole Switch
| Single Pole Switch | 15A | Switches | Pole | 0 | EA | Out of Stock | Apr 17, 2026
| Single Pole Switch | 20A | Switches | Pole | 11 | EA | Low Stock | Apr 25, 2026
Way
Four-Way Switch
| Four-Way Switch | 15A | Switches | Way | 33 | EA | Low Stock | Apr 10, 2026
Three-Way Switch
| Three-Way Switch | 15A | Switches | Way | 1 | EA | Low Stock | Apr 10, 2026
| Three-Way Switch | 20A | Switches | Way | 15 | EA | Low Stock | Apr 10, 2026
(No Family)
Digital Dual Relay Room Controller on/o
| Digital Dual Relay Room Controller on/o | 120-277V |  |  | 6 | EA | In Stock | Mar 20, 2026
Digital Single Relay Room Controller On
| Digital Single Relay Room Controller On | 101 |  |  | 5 | EA | In Stock | Mar 13, 2026
LMBC-300 V.Z network bridge module DLM
| LMBC-300 V.Z network bridge module DLM | v.2 |  |  | 5 | EA | In Stock | Mar 13, 2026
DLM Wired switch
| DLM Wired switch | 210-W |  |  | 5 | EA | In Stock | Mar 13, 2026
| DLM Wired switch | 220-W |  |  | 5 | EA | In Stock | Mar 13, 2026
| DLM Wired switch | 250-W |  |  | 2 | EA | In Stock | Mar 13, 2026

## FASTENERS & HARDWARE
PHOTO | Material Name | Size | Family | Type | Quantity | Unit | Status | Last Updated
Anchors
Other
Wedge Anchor
| Wedge Anchor | 1/4" x 2-1/4" | Anchors | Other | 0 | EA | Out of Stock | Mar 20, 2026
| Wedge Anchor | 3/8" x 3" | Anchors | Other | 71 | EA | Low Stock | Apr 17, 2026
| Wedge Anchor | 1/2" x 4-1/4" | Anchors | Other | 103 | EA | Low Stock | May 04, 2026
| Wedge Anchor | 5/8" x 6" | Anchors | Other | 20 | EA | Low Stock | Apr 17, 2026
Bolt
Hex Bolt
Hex Bolt
| Hex Bolt | 1/2" x 1" | Bolt | Hex Bolt | 1779 | EA | In Stock | Apr 23, 2026
| Hex Bolt | 1/4" x 1" | Bolt | Hex Bolt | 768 | EA | In Stock | Apr 18, 2026
| Hex Bolt | 3/8" x 1" | Bolt | Hex Bolt | 3448 | EA | In Stock | May 05, 2026
Cable Tray Hardware
Hold Down Clamp
Cable Tray Hold Down Clamp
| Cable Tray Hold Down Clamp | 1/2" | Cable Tray Hardware | Hold Down Clamp | 3385 | EA | In Stock | Apr 17, 2026
Spring Nut
Spring Nut
| Spring Nut | 1/4" | Cable Tray Hardware | Spring Nut | 1120 | EA | In Stock | Apr 17, 2026
| Spring Nut | 3/8" | Cable Tray Hardware | Spring Nut | 230 | EA | In Stock | Apr 17, 2026
| Spring Nut | 1/2" | Cable Tray Hardware | Spring Nut | 929 | EA | In Stock | May 04, 2026
Nuts
Hex Nut
Hex Nut
| Hex Nut | 1/4" | Nuts | Hex Nut | 200 | EA | Low Stock | Apr 18, 2026
| Hex Nut | 3/8" | Nuts | Hex Nut | 511 | EA | In Stock | May 05, 2026
| Hex Nut | 1/2" | Nuts | Hex Nut | 2869 | EA | In Stock | May 04, 2026
| Hex Nut | 5/8" | Nuts | Hex Nut | 90 | EA | Low Stock | Apr 18, 2026
Screws
Other
TEK Screw
| TEK Screw | #14 | Screws | Other | 209 | EA | Low Stock | Mar 20, 2026
| TEK Screw | #12 | Screws | Other | 5704 | EA | In Stock | Mar 28, 2026
| TEK Screw | #10 | Screws | Other | 656 | EA | Low Stock | Mar 20, 2026
Washers
Flat Washer
Flat Washer
| Flat Washer | 1/4" | Washers | Flat Washer | 784 | EA | In Stock | Mar 26, 2026
| Flat Washer | 3/8" | Washers | Flat Washer | 17 | EA | Low Stock | Apr 08, 2026
| Flat Washer | 1/2" | Washers | Flat Washer | 1453 | EA | In Stock | May 05, 2026
| Flat Washer | 5/8" | Washers | Flat Washer | 333 | EA | Low Stock | Mar 26, 2026
Square Washer
Square Washer
| Square Washer | 1/4" | Washers | Square Washer | 0 | EA | Out of Stock | Apr 20, 2026
| Square Washer | 3/8" | Washers | Square Washer | 28 | EA | In Stock | Apr 28, 2026
| Square Washer | 1/2" | Washers | Square Washer | 390 | EA | In Stock | May 04, 2026
(No Family)
Other
Cady Flange Clip
| Cady Flange Clip | 1/8"-1/4" |  | Other | 253 | EA | In Stock | May 02, 2026
Cable Clip Support Tipe J
| Cable Clip Support Tipe J | 3/4" |  |  | 400 | EA | In Stock | Apr 17, 2026
Eye Lag Screws
| Eye Lag Screws | 1/4 - 2in |  |  | 98 | EA | In Stock | Apr 10, 2026
Flange Clip Spring Steel Zinc Phosphate
| Flange Clip Spring Steel Zinc Phosphate | 1/2" |  |  | 190 | EA | In Stock | Apr 17, 2026
Mc Cable Wire Clip
| Mc Cable Wire Clip | 3/8' |  |  | 488 | EA | In Stock | Apr 01, 2026
MC/AC Cable to Flange Clip
| MC/AC Cable to Flange Clip | 1/8"-1/2" |  |  | 207 | EA | In Stock | Apr 17, 2026

## BOXES & COVER SYSTEM
PHOTO | Material Name | Size | Family | Type | Quantity | Unit | Status | Last Updated
Covers
Blank Cover
Square Box Blank Cover
| Square Box Blank Cover | 4x4 | Covers | Blank Cover | 162 | EA | In Stock | May 05, 2026
Duplex
Square Box Receptacle Cover
| Square Box Receptacle Cover | 4x4 | Covers | Duplex | 16 | EA | Low Stock | May 05, 2026
| Square Box Receptacle Cover | 4x4 | Covers | Duplex | 0 | EA | Out of Stock | May 05, 2026
Extension Ring
Extension Ring
| Extension Ring | 1-1/2" | Covers | Extension Ring | 222 | EA | In Stock | Mar 20, 2026
| Extension Ring | 2-1/8" | Covers | Extension Ring | 0 | EA | Out of Stock | Mar 20, 2026
GFCI
Square Box GFCI Cover
| Square Box GFCI Cover | 4x4 | Covers | GFCI | 13 | EA | Low Stock | May 05, 2026
Mud Ring
Mud Ring
| Mud Ring | 5/8" | Covers | Mud Ring | 50 | EA | Low Stock | Apr 17, 2026
| Mud Ring | 3/4" | Covers | Mud Ring | 142 | EA | In Stock | Apr 17, 2026
| Mud Ring | 1-1/4" | Covers | Mud Ring | 141 | EA | In Stock | Apr 17, 2026
| Mud Ring | 1-1/2" | Covers | Mud Ring | 0 | EA | Out of Stock | Apr 17, 2026
Network
Keystone Wall Plate
| Keystone Wall Plate | 1 Port | Covers | Network | 0 | EA | Out of Stock | May 05, 2026
| Keystone Wall Plate | 2 Port | Covers | Network | 0 | EA | Out of Stock | May 05, 2026
| Keystone Wall Plate | 4 Port | Covers | Network | 0 | EA | Out of Stock | May 05, 2026
Plaster Ring Cover
Plaster Ring Cover
| Plaster Ring Cover | 4x4 | Covers | Plaster Ring Cover | 12 | EA | In Stock | May 05, 2026
Switch Covers
Square Box Switch Cover
| Square Box Switch Cover | 4x4 | Covers | Switch Covers | 5 | EA | Low Stock | May 05, 2026
| Square Box Switch Cover | 4x4 | Covers | Switch Covers | 29 | EA | In Stock | May 05, 2026
Weatherproof
Weatherproof Box Cover
| Weatherproof Box Cover | 2x4 | Covers | Weatherproof | 0 | EA | Out of Stock | Apr 22, 2026
| Weatherproof Box Cover | 4x4 | Covers | Weatherproof | 1320 | EA | In Stock | Apr 22, 2026
Receptacle Square Work Cover
| Receptacle Square Work Cover | 4"x4"x2" | Covers |  | 13 | EA | In Stock | May 05, 2026
Junction Boxes
Metal Boxes
Handy Box
| Handy Box | 2 x 4 | Junction Boxes | Metal Boxes | 67 | EA | In Stock | Apr 17, 2026
Metal Square Box
| Metal Square Box | 4x4x1-1/2 | Junction Boxes | Metal Boxes | 871 | EA | In Stock | Apr 17, 2026
| Metal Square Box | 4x4x2-1/8 | Junction Boxes | Metal Boxes | 843 | EA | In Stock | Apr 30, 2026
Pull Box
NEMA1 Pull Box
| NEMA1 Pull Box | 6x6x4 | Junction Boxes | Pull Box | 19 | EA | In Stock | Apr 09, 2026
| NEMA1 Pull Box | 8x8x4 | Junction Boxes | Pull Box | 3 | EA | In Stock | Mar 19, 2026
| NEMA1 Pull Box | 12x12x4 | Junction Boxes | Pull Box | 4 | EA | In Stock | Mar 19, 2026
| NEMA1 Pull Box | 24x24x4 | Junction Boxes | Pull Box | 0 | EA | Out of Stock | Mar 19, 2026
NEMA3R Pull Box
| NEMA3R Pull Box | 6x6x4 | Junction Boxes | Pull Box | 20 | EA | In Stock | Mar 19, 2026
| NEMA3R Pull Box | 8x8x4 | Junction Boxes | Pull Box | 3 | EA | Low Stock | Mar 25, 2026
| NEMA3R Pull Box | 12x12x4 | Junction Boxes | Pull Box | 0 | EA | Out of Stock | Mar 19, 2026
| NEMA3R Pull Box | 24x24x4 | Junction Boxes | Pull Box | 0 | EA | Out of Stock | Mar 19, 2026
Weatherproof Boxes
Weatherproof Box
| Weatherproof Box | 2x4 | Junction Boxes | Weatherproof Boxes | 8 | EA | Low Stock | Apr 22, 2026
| Weatherproof Box | 4x4 | Junction Boxes | Weatherproof Boxes | 25 | EA | In Stock | Apr 22, 2026
Receptacles
Other
Wall Plate GFCI
| Wall Plate GFCI | White | Receptacles | Other | 8 | EA | Low Stock | May 05, 2026
Wall Plates
Other
Wall Plate Decora
| Wall Plate Decora | White | Wall Plates | Other | 163 | EA | In Stock | May 05, 2026
Wall Plate Duplex
| Wall Plate Duplex | 4x4 | Wall Plates | Other | 79 | EA | In Stock | May 05, 2026
Wall Plate Toggle
| Wall Plate Toggle | White | Wall Plates | Other | 31 | EA | Low Stock | May 05, 2026
(No Family)
Blank Wall Cover
| Blank Wall Cover | 20A |  |  | 25 | EA | In Stock | May 05, 2026
PVC Junction Box
| PVC Junction Box | 4x4 |  |  | 8 | EA | In Stock | May 05, 2026
Switch Box Support
| Switch Box Support | 5 1/4" |  |  | 0 | EA | Out of Stock | May 05, 2026
Wall Plate Double Gang
| Wall Plate Double Gang | 20A |  |  | 4 | EA | In Stock | May 05, 2026
Cut-In Box
| Cut-In Box | 2"x4" |  |  | 0 | EA | Out of Stock | May 05, 2026
Wall Plate GFCI
| Wall Plate GFCI | White |  |  | 4 | EA | In Stock | May 05, 2026
Wall Plate Toggle
| Wall Plate Toggle | White |  |  | 2 | EA | In Stock | May 05, 2026

## DISTRIBUTION & POWER SYSTEM
PHOTO | Material Name | Size | Family | Type | Quantity | Unit | Status | Last Updated
Circuit Breakers
Eaton
Circuit Breaker - [Eaton]
| Circuit Breaker - [Eaton] | 15A 1P | Circuit Breakers | Eaton | 0 | EA | Out of Stock | Mar 08, 2026
| Circuit Breaker - [Eaton] | 20A 1P | Circuit Breakers | Eaton | 0 | EA | Out of Stock | Mar 08, 2026
| Circuit Breaker - [Eaton] | 20A 2P | Circuit Breakers | Eaton | 0 | EA | Out of Stock | Mar 08, 2026
| Circuit Breaker - [Eaton] | 30A 1P | Circuit Breakers | Eaton | 0 | EA | Out of Stock | Mar 08, 2026
| Circuit Breaker - [Eaton] | 30A 2P | Circuit Breakers | Eaton | 0 | EA | Out of Stock | Mar 08, 2026
| Circuit Breaker - [Eaton] | 40A 2P | Circuit Breakers | Eaton | 0 | EA | Out of Stock | Mar 08, 2026
| Circuit Breaker - [Eaton] | 50A 2P | Circuit Breakers | Eaton | 0 | EA | Out of Stock | Mar 08, 2026
| Circuit Breaker - [Eaton] | 60A 3P | Circuit Breakers | Eaton | 0 | EA | Out of Stock | Mar 08, 2026
| Circuit Breaker - [Eaton] | 100A 3P | Circuit Breakers | Eaton | 0 | EA | Out of Stock | Mar 08, 2026
| Circuit Breaker - [Eaton] | 225A 3P | Circuit Breakers | Eaton | 0 | EA | Out of Stock | Mar 08, 2026
| Circuit Breaker - [Eaton] | 400A 3P | Circuit Breakers | Eaton | 0 | EA | Out of Stock | Mar 08, 2026
LS Electric
Circuit Breaker [LS ELECTRIC ]
| Circuit Breaker [LS ELECTRIC ] | 15A 1P | Circuit Breakers | LS Electric | 2 | EA | In Stock | Apr 15, 2026
| Circuit Breaker [LS ELECTRIC ] | 20A 1P | Circuit Breakers | LS Electric | 30 | EA | In Stock | Apr 15, 2026
| Circuit Breaker [LS ELECTRIC ] | 30 A 2P | Circuit Breakers | LS Electric | 1 | EA | In Stock | Apr 15, 2026
| Circuit Breaker [LS ELECTRIC ] | 40 A 2P | Circuit Breakers | LS Electric | 1 | EA | In Stock | Apr 15, 2026
| Circuit Breaker [LS ELECTRIC ] | 50 A 3P | Circuit Breakers | LS Electric | 1 | EA | In Stock | Apr 15, 2026
| Circuit Breaker [LS ELECTRIC ] | 50A 1P | Circuit Breakers | LS Electric | 16 | EA | In Stock | Apr 15, 2026
| Circuit Breaker [LS ELECTRIC ] | 80A 3P | Circuit Breakers | LS Electric | 1 | EA | In Stock | Apr 15, 2026
Square D
Circuit Breaker - [Square D]
| Circuit Breaker - [Square D] | 15A 1P | Circuit Breakers | Square D | 0 | EA | Out of Stock | Mar 08, 2026
| Circuit Breaker - [Square D] | 20A 1P | Circuit Breakers | Square D | 40 | EA | In Stock | Apr 16, 2026
| Circuit Breaker - [Square D] | 20A 3P | Circuit Breakers | Square D | 1 | EA | In Stock | Apr 15, 2026
| Circuit Breaker - [Square D] | 30A 1P | Circuit Breakers | Square D | 0 | EA | Out of Stock | Mar 08, 2026
Disconnect Switches
240V
[Fusible]Indoor Disconnect Switch - 240V
| [Fusible]Indoor Disconnect Switch - 240V | 30A | Disconnect Switches | 240V | 5 | EA | In Stock | Apr 15, 2026
| [Fusible]Indoor Disconnect Switch - 240V | 60A | Disconnect Switches | 240V | 0 | EA | Out of Stock | Apr 15, 2026
| [Fusible]Indoor Disconnect Switch - 240V | 100A | Disconnect Switches | 240V | 0 | EA | Out of Stock | Apr 15, 2026
| [Fusible]Indoor Disconnect Switch - 240V | 200A | Disconnect Switches | 240V | 0 | EA | Out of Stock | Apr 15, 2026
| [Fusible]Indoor Disconnect Switch - 240V | 400A | Disconnect Switches | 240V | 0 | EA | Out of Stock | Apr 15, 2026
[Fusible]Outdoor Disconnect Switch - 240V
| [Fusible]Outdoor Disconnect Switch - 240V | 30A | Disconnect Switches | 240V | 0 | EA | Out of Stock | Mar 08, 2026
| [Fusible]Outdoor Disconnect Switch - 240V | 60A | Disconnect Switches | 240V | 0 | EA | Out of Stock | Mar 08, 2026
| [Fusible]Outdoor Disconnect Switch - 240V | 100A | Disconnect Switches | 240V | 0 | EA | Out of Stock | Mar 08, 2026
| [Fusible]Outdoor Disconnect Switch - 240V | 200A | Disconnect Switches | 240V | 0 | EA | Out of Stock | Mar 08, 2026
| [Fusible]Outdoor Disconnect Switch - 240V | 400A | Disconnect Switches | 240V | 0 | EA | Out of Stock | Mar 08, 2026
[Non-Fused]Indoor Disconnect Switch - 240V
| [Non-Fused]Indoor Disconnect Switch - 240V | 30A | Disconnect Switches | 240V | 0 | EA | Out of Stock | Mar 08, 2026
| [Non-Fused]Indoor Disconnect Switch - 240V | 60A | Disconnect Switches | 240V | 0 | EA | Out of Stock | Mar 08, 2026
| [Non-Fused]Indoor Disconnect Switch - 240V | 100A | Disconnect Switches | 240V | 0 | EA | Out of Stock | Mar 08, 2026
| [Non-Fused]Indoor Disconnect Switch - 240V | 200A | Disconnect Switches | 240V | 0 | EA | Out of Stock | Mar 08, 2026
| [Non-Fused]Indoor Disconnect Switch - 240V | 400A | Disconnect Switches | 240V | 0 | EA | Out of Stock | Mar 08, 2026
[Non-Fused]Outdoor Disconnect Switch - 240V
| [Non-Fused]Outdoor Disconnect Switch - 240V | 30A | Disconnect Switches | 240V | 0 | EA | Out of Stock | Apr 22, 2026
| [Non-Fused]Outdoor Disconnect Switch - 240V | 60A | Disconnect Switches | 240V | 0 | EA | Out of Stock | Apr 22, 2026
| [Non-Fused]Outdoor Disconnect Switch - 240V | 100A | Disconnect Switches | 240V | 0 | EA | Out of Stock | Apr 22, 2026
| [Non-Fused]Outdoor Disconnect Switch - 240V | 200A | Disconnect Switches | 240V | 0 | EA | Out of Stock | Apr 22, 2026
| [Non-Fused]Outdoor Disconnect Switch - 240V | 400A | Disconnect Switches | 240V | 0 | EA | Out of Stock | Apr 22, 2026
600V
[Fusible]Indoor Disconnect Switch - 600V
| [Fusible]Indoor Disconnect Switch - 600V | 30A | Disconnect Switches | 600V | 0 | EA | Out of Stock | Mar 08, 2026
| [Fusible]Indoor Disconnect Switch - 600V | 60A | Disconnect Switches | 600V | 0 | EA | Out of Stock | Mar 08, 2026
| [Fusible]Indoor Disconnect Switch - 600V | 100A | Disconnect Switches | 600V | 0 | EA | Out of Stock | Mar 08, 2026
| [Fusible]Indoor Disconnect Switch - 600V | 200A | Disconnect Switches | 600V | 0 | EA | Out of Stock | Mar 08, 2026
| [Fusible]Indoor Disconnect Switch - 600V | 400A | Disconnect Switches | 600V | 0 | EA | Out of Stock | Mar 08, 2026
[Fusible]Outdoor Disconnect Switch - 600V
| [Fusible]Outdoor Disconnect Switch - 600V | 30A | Disconnect Switches | 600V | 0 | EA | Out of Stock | Mar 08, 2026
| [Fusible]Outdoor Disconnect Switch - 600V | 60A | Disconnect Switches | 600V | 0 | EA | Out of Stock | Mar 08, 2026
| [Fusible]Outdoor Disconnect Switch - 600V | 100A | Disconnect Switches | 600V | 0 | EA | Out of Stock | Mar 08, 2026
| [Fusible]Outdoor Disconnect Switch - 600V | 200A | Disconnect Switches | 600V | 0 | EA | Out of Stock | Mar 08, 2026
| [Fusible]Outdoor Disconnect Switch - 600V | 400A | Disconnect Switches | 600V | 0 | EA | Out of Stock | Mar 08, 2026
[Non-Fused]Indoor Disconnect Switch - 600V
| [Non-Fused]Indoor Disconnect Switch - 600V | 30A | Disconnect Switches | 600V | 3 | EA | In Stock | Apr 15, 2026
| [Non-Fused]Indoor Disconnect Switch - 600V | 60A | Disconnect Switches | 600V | 8 | EA | In Stock | Apr 15, 2026
| [Non-Fused]Indoor Disconnect Switch - 600V | 100A | Disconnect Switches | 600V | 12 | EA | In Stock | Apr 15, 2026
| [Non-Fused]Indoor Disconnect Switch - 600V | 200A | Disconnect Switches | 600V | 14 | EA | In Stock | Apr 15, 2026
| [Non-Fused]Indoor Disconnect Switch - 600V | 400A | Disconnect Switches | 600V | 0 | EA | Out of Stock | Apr 15, 2026
[Non-Fused]Outdoor Disconnect Switch - 600V
| [Non-Fused]Outdoor Disconnect Switch - 600V | 30A | Disconnect Switches | 600V | 0 | EA | Out of Stock | Apr 22, 2026
| [Non-Fused]Outdoor Disconnect Switch - 600V | 60A | Disconnect Switches | 600V | 0 | EA | Out of Stock | Apr 22, 2026
| [Non-Fused]Outdoor Disconnect Switch - 600V | 100A | Disconnect Switches | 600V | 0 | EA | Out of Stock | Apr 22, 2026
| [Non-Fused]Outdoor Disconnect Switch - 600V | 200A | Disconnect Switches | 600V | 0 | EA | Out of Stock | Apr 22, 2026
| [Non-Fused]Outdoor Disconnect Switch - 600V | 400A | Disconnect Switches | 600V | 0 | EA | Out of Stock | Mar 08, 2026
Fuses
240V
Fuse 240V
| Fuse 240V | 15A | Fuses | 240V | 3 | EA | Low Stock | Apr 16, 2026
| Fuse 240V | 20A | Fuses | 240V | 0 | EA | Out of Stock | Mar 08, 2026
| Fuse 240V | 30A | Fuses | 240V | 0 | EA | Out of Stock | Mar 08, 2026
| Fuse 240V | 60A | Fuses | 240V | 0 | EA | Out of Stock | Mar 08, 2026
| Fuse 240V | 100A | Fuses | 240V | 0 | EA | Out of Stock | Mar 08, 2026
| Fuse 240V | 200A | Fuses | 240V | 0 | EA | Out of Stock | Mar 08, 2026
| Fuse 240V | 400A | Fuses | 240V | 0 | EA | Out of Stock | Mar 08, 2026
600V
Fuse 600V
| Fuse 600V | 15A | Fuses | 600V | 10 | EA | Low Stock | Apr 16, 2026
| Fuse 600V | 20A | Fuses | 600V | 0 | EA | Out of Stock | Mar 08, 2026
| Fuse 600V | 30A | Fuses | 600V | 0 | EA | Out of Stock | Mar 08, 2026
| Fuse 600V | 60A | Fuses | 600V | 3 | EA | Low Stock | Apr 16, 2026
| Fuse 600V | 100A | Fuses | 600V | 15 | EA | In Stock | Apr 16, 2026
| Fuse 600V | 200A | Fuses | 600V | 0 | EA | Out of Stock | Mar 08, 2026
| Fuse 600V | 400A | Fuses | 600V | 0 | EA | Out of Stock | Mar 08, 2026
Panels/Switchgear
Other
Panelboard
| Panelboard | 225A | Panels/Switchgear | Other | 0 | EA | Out of Stock | Mar 06, 2026
| Panelboard | 400A | Panels/Switchgear | Other | 0 | EA | Out of Stock | Mar 06, 2026
Transformers
NEMA1
480V-208Y/120V Transformer-Indoor(NEMA1)
| 480V-208Y/120V Transformer-Indoor(NEMA1) | 15 kVA | Transformers | NEMA1 | 0 | EA | Out of Stock | Mar 11, 2026
| 480V-208Y/120V Transformer-Indoor(NEMA1) | 30 kVA | Transformers | NEMA1 | 0 | EA | Out of Stock | Mar 11, 2026
| 480V-208Y/120V Transformer-Indoor(NEMA1) | 45 kVA | Transformers | NEMA1 | 0 | EA | Out of Stock | Mar 11, 2026
| 480V-208Y/120V Transformer-Indoor(NEMA1) | 75 kVA | Transformers | NEMA1 | 0 | EA | Out of Stock | Mar 11, 2026
| 480V-208Y/120V Transformer-Indoor(NEMA1) | 112.5 kVA | Transformers | NEMA1 | 0 | EA | Out of Stock | Mar 11, 2026
| 480V-208Y/120V Transformer-Indoor(NEMA1) | 150 kVA | Transformers | NEMA1 | 0 | EA | Out of Stock | Mar 11, 2026
| 480V-208Y/120V Transformer-Indoor(NEMA1) | 225 kVA | Transformers | NEMA1 | 0 | EA | Out of Stock | Mar 11, 2026
| 480V-208Y/120V Transformer-Indoor(NEMA1) | 300 kVA | Transformers | NEMA1 | 0 | EA | Out of Stock | Mar 11, 2026
NEMA3R
480V-208Y/120V Transformer-Indoor(NEMA3R)
| 480V-208Y/120V Transformer-Indoor(NEMA3R) | 15 kVA | Transformers | NEMA3R | 0 | EA | Out of Stock | Mar 11, 2026
| 480V-208Y/120V Transformer-Indoor(NEMA3R) | 30 kVA | Transformers | NEMA3R | 0 | EA | Out of Stock | Mar 11, 2026
| 480V-208Y/120V Transformer-Indoor(NEMA3R) | 45 kVA | Transformers | NEMA3R | 0 | EA | Out of Stock | Mar 11, 2026
| 480V-208Y/120V Transformer-Indoor(NEMA3R) | 75 kVA | Transformers | NEMA3R | 0 | EA | Out of Stock | Mar 11, 2026
| 480V-208Y/120V Transformer-Indoor(NEMA3R) | 112.5 kVA | Transformers | NEMA3R | 0 | EA | Out of Stock | Mar 11, 2026
| 480V-208Y/120V Transformer-Indoor(NEMA3R) | 150 kVA | Transformers | NEMA3R | 0 | EA | Out of Stock | Mar 11, 2026
| 480V-208Y/120V Transformer-Indoor(NEMA3R) | 225 kVA | Transformers | NEMA3R | 0 | EA | Out of Stock | Mar 11, 2026
| 480V-208Y/120V Transformer-Indoor(NEMA3R) | 300 kVA | Transformers | NEMA3R | 0 | EA | Out of Stock | Mar 11, 2026
(No Family)
Circuit Breaker - [Square D]
| Circuit Breaker - [Square D] | 100A 2 p |  |  | 1 | EA | In Stock | Apr 15, 2026
| Circuit Breaker - [Square D] | 100A 3P |  |  | 30 | EA | In Stock | Apr 15, 2026

## GROUNDING & TERMINATION
PHOTO | Material Name | Size | Family | Type | Quantity | Unit | Status | Last Updated
Compression Lugs
1 Hole Compression Lug
1 Hole(1/4")Compression Lug
| 1 Hole(1/4")Compression Lug | #12 | Compression Lugs | 1 Hole Compression Lug | 0 | EA | Out of Stock | Apr 20, 2026
| 1 Hole(1/4")Compression Lug | #10 | Compression Lugs | 1 Hole Compression Lug | 0 | EA | Out of Stock | Apr 20, 2026
| 1 Hole(1/4")Compression Lug | #8 | Compression Lugs | 1 Hole Compression Lug | 0 | EA | Out of Stock | Apr 20, 2026
| 1 Hole(1/4")Compression Lug | #6 | Compression Lugs | 1 Hole Compression Lug | 168 | EA | In Stock | Apr 20, 2026
| 1 Hole(1/4")Compression Lug | #4 | Compression Lugs | 1 Hole Compression Lug | 300 | EA | In Stock | Apr 20, 2026
| 1 Hole(1/4")Compression Lug | #2 | Compression Lugs | 1 Hole Compression Lug | 60 | EA | In Stock | Apr 20, 2026
| 1 Hole(1/4")Compression Lug | #1/0 | Compression Lugs | 1 Hole Compression Lug | 0 | EA | Out of Stock | Apr 20, 2026
| 1 Hole(1/4")Compression Lug | #2/0 | Compression Lugs | 1 Hole Compression Lug | 0 | EA | Out of Stock | Apr 20, 2026
| 1 Hole(1/4")Compression Lug | #3/0 | Compression Lugs | 1 Hole Compression Lug | 0 | EA | Out of Stock | Apr 20, 2026
| 1 Hole(1/4")Compression Lug | #4/0 | Compression Lugs | 1 Hole Compression Lug | 0 | EA | Out of Stock | Apr 20, 2026
| 1 Hole(1/4")Compression Lug | 250 KCMIL | Compression Lugs | 1 Hole Compression Lug | 0 | EA | Out of Stock | Apr 20, 2026
| 1 Hole(1/4")Compression Lug | 300 KCMIL | Compression Lugs | 1 Hole Compression Lug | 0 | EA | Out of Stock | Apr 20, 2026
| 1 Hole(1/4")Compression Lug | 350 KCMIL | Compression Lugs | 1 Hole Compression Lug | 0 | EA | Out of Stock | Apr 20, 2026
| 1 Hole(1/4")Compression Lug | 500 KCMIL | Compression Lugs | 1 Hole Compression Lug | 0 | EA | Out of Stock | Apr 20, 2026
| 1 Hole(1/4")Compression Lug | 600 KCMIL | Compression Lugs | 1 Hole Compression Lug | 0 | EA | Out of Stock | Apr 20, 2026
| 1 Hole(1/4")Compression Lug | 750 KCMIL | Compression Lugs | 1 Hole Compression Lug | 0 | EA | Out of Stock | Apr 20, 2026
2 Hole Compression Lug
1 Hole(1/2") Compression Lug
| 1 Hole(1/2") Compression Lug | #8 | Compression Lugs | 2 Hole Compression Lug | 105 | EA | In Stock | Apr 20, 2026
| 1 Hole(1/2") Compression Lug | #6 | Compression Lugs | 2 Hole Compression Lug | 200 | EA | In Stock | Apr 20, 2026
| 1 Hole(1/2") Compression Lug | #4 | Compression Lugs | 2 Hole Compression Lug | 0 | EA | Out of Stock | Apr 20, 2026
| 1 Hole(1/2") Compression Lug | #2 | Compression Lugs | 2 Hole Compression Lug | 165 | EA | In Stock | Apr 20, 2026
| 1 Hole(1/2") Compression Lug | 1/0 | Compression Lugs | 2 Hole Compression Lug | 130 | EA | In Stock | Apr 20, 2026
| 1 Hole(1/2") Compression Lug | 2/0 | Compression Lugs | 2 Hole Compression Lug | 70 | EA | In Stock | Apr 20, 2026
| 1 Hole(1/2") Compression Lug | 3/0 | Compression Lugs | 2 Hole Compression Lug | 50 | EA | In Stock | Apr 20, 2026
| 1 Hole(1/2") Compression Lug | 4/0 | Compression Lugs | 2 Hole Compression Lug | 180 | EA | In Stock | Apr 20, 2026
| 1 Hole(1/2") Compression Lug | 250 KCMIL | Compression Lugs | 2 Hole Compression Lug | 36 | EA | In Stock | Apr 20, 2026
| 1 Hole(1/2") Compression Lug | 300 KCMIL | Compression Lugs | 2 Hole Compression Lug | 24 | EA | In Stock | Apr 20, 2026
| 1 Hole(1/2") Compression Lug | 350 KCMIL | Compression Lugs | 2 Hole Compression Lug | 60 | EA | In Stock | Apr 20, 2026
| 1 Hole(1/2") Compression Lug | 500 KCMIL | Compression Lugs | 2 Hole Compression Lug | 7 | EA | In Stock | Apr 20, 2026
| 1 Hole(1/2") Compression Lug | 600 KCMIL | Compression Lugs | 2 Hole Compression Lug | 0 | EA | Out of Stock | Apr 20, 2026
| 1 Hole(1/2") Compression Lug | 750 KCMIL | Compression Lugs | 2 Hole Compression Lug | 24 | EA | In Stock | Apr 20, 2026
2 Hole(1/2") Compression Lug
| 2 Hole(1/2") Compression Lug | #4 | Compression Lugs | 2 Hole Compression Lug | 0 | EA | Out of Stock | Apr 22, 2026
| 2 Hole(1/2") Compression Lug | #2 | Compression Lugs | 2 Hole Compression Lug | 0 | EA | Out of Stock | Apr 22, 2026
| 2 Hole(1/2") Compression Lug | #1/0 | Compression Lugs | 2 Hole Compression Lug | 0 | EA | Out of Stock | Apr 22, 2026
| 2 Hole(1/2") Compression Lug | #2/0 | Compression Lugs | 2 Hole Compression Lug | 0 | EA | Out of Stock | Apr 22, 2026
| 2 Hole(1/2") Compression Lug | #3/0 | Compression Lugs | 2 Hole Compression Lug | 0 | EA | Out of Stock | Apr 22, 2026
| 2 Hole(1/2") Compression Lug | #4/0 | Compression Lugs | 2 Hole Compression Lug | 35 | EA | In Stock | Apr 22, 2026
| 2 Hole(1/2") Compression Lug | 250 KCMIL | Compression Lugs | 2 Hole Compression Lug | 260 | EA | In Stock | Apr 22, 2026
| 2 Hole(1/2") Compression Lug | 350 KCMIL | Compression Lugs | 2 Hole Compression Lug | 45 | EA | In Stock | Apr 22, 2026
| 2 Hole(1/2") Compression Lug | 500 KCMIL | Compression Lugs | 2 Hole Compression Lug | 5 | EA | In Stock | Apr 22, 2026
| 2 Hole(1/2") Compression Lug | 600 KCMIL | Compression Lugs | 2 Hole Compression Lug | 21 | EA | In Stock | Apr 22, 2026
| 2 Hole(1/2") Compression Lug | 750 KCMIL | Compression Lugs | 2 Hole Compression Lug | 8 | EA | In Stock | Apr 22, 2026
Ground Wire Accessories
Bonding Jumper
Bonding Jumper
| Bonding Jumper | #6 | Ground Wire Accessories | Bonding Jumper | 33 | EA | In Stock | Mar 24, 2026
| Bonding Jumper | #4 | Ground Wire Accessories | Bonding Jumper | 0 | EA | Out of Stock | Mar 24, 2026
| Bonding Jumper | #2 | Ground Wire Accessories | Bonding Jumper | 0 | EA | Out of Stock | Mar 24, 2026
Ground Rod
Ground Rod
| Ground Rod | 1/2" x 8' | Ground Wire Accessories | Ground Rod | 0 | EA | Out of Stock | Mar 20, 2026
| Ground Rod | 5/8" x 8' | Ground Wire Accessories | Ground Rod | 0 | EA | Out of Stock | Mar 20, 2026
| Ground Rod | 3/4" x 10' | Ground Wire Accessories | Ground Rod | 8 | EA | Low Stock | Apr 22, 2026
Pig Tail
Ground Pig tail
| Ground Pig tail | 6" | Ground Wire Accessories | Pig Tail | 955 | EA | In Stock | Apr 27, 2026
Mechanical Lugs
Mechanical Lug
Dual Rated Mechanical Lug
| Dual Rated Mechanical Lug | 4-14AWG | Mechanical Lugs | Mechanical Lug | 52 | EA | In Stock | Mar 20, 2026
| Dual Rated Mechanical Lug | 2-14AWG | Mechanical Lugs | Mechanical Lug | 425 | EA | In Stock | Apr 17, 2026
| Dual Rated Mechanical Lug | 1/0-14AWG | Mechanical Lugs | Mechanical Lug | 425 | EA | In Stock | Apr 17, 2026
| Dual Rated Mechanical Lug | 2/0-14AWG | Mechanical Lugs | Mechanical Lug | 0 | EA | Out of Stock | Mar 20, 2026
| Dual Rated Mechanical Lug | 250MCM-6AWG | Mechanical Lugs | Mechanical Lug | 16 | EA | In Stock | Mar 20, 2026
| Dual Rated Mechanical Lug | 300MCM-6AWG | Mechanical Lugs | Mechanical Lug | 0 | EA | Out of Stock | Mar 20, 2026
| Dual Rated Mechanical Lug | 350MCM-6AWG | Mechanical Lugs | Mechanical Lug | 0 | EA | Out of Stock | Mar 20, 2026
| Dual Rated Mechanical Lug | 500MCM-4AWG | Mechanical Lugs | Mechanical Lug | 0 | EA | Out of Stock | Mar 20, 2026
| Dual Rated Mechanical Lug | 1000-500MCM | Mechanical Lugs | Mechanical Lug | 60 | EA | In Stock | Mar 20, 2026
| Dual Rated Mechanical Lug | 600MCM | Mechanical Lugs | Mechanical Lug | 34 | EA | In Stock | Mar 20, 2026
Single Rated Mechanical Lug
| Single Rated Mechanical Lug | 4-14AWG | Mechanical Lugs | Mechanical Lug | 52 | EA | In Stock | Mar 20, 2026
| Single Rated Mechanical Lug | 2-14AWG | Mechanical Lugs | Mechanical Lug | 0 | EA | Out of Stock | Mar 20, 2026
| Single Rated Mechanical Lug | 1/0-14AWG | Mechanical Lugs | Mechanical Lug | 1030 | EA | In Stock | Mar 20, 2026
| Single Rated Mechanical Lug | 2/0-14AWG | Mechanical Lugs | Mechanical Lug | 14 | EA | In Stock | Apr 17, 2026
| Single Rated Mechanical Lug | 250MCM-6AWG | Mechanical Lugs | Mechanical Lug | 0 | EA | Out of Stock | Mar 20, 2026
| Single Rated Mechanical Lug | 300MCM-6AWG | Mechanical Lugs | Mechanical Lug | 34 | EA | In Stock | Mar 20, 2026
| Single Rated Mechanical Lug | 350MCM-6AWG | Mechanical Lugs | Mechanical Lug | 0 | EA | Out of Stock | Mar 20, 2026
| Single Rated Mechanical Lug | 500MCM-4AWG | Mechanical Lugs | Mechanical Lug | 60 | EA | In Stock | Mar 20, 2026
| Single Rated Mechanical Lug | 600MCM-2AWG | Mechanical Lugs | Mechanical Lug | 360 | EA | In Stock | Apr 17, 2026
| Single Rated Mechanical Lug | 800-300MCM | Mechanical Lugs | Mechanical Lug | 35 | EA | In Stock | Apr 17, 2026
| Single Rated Mechanical Lug | 1000-500MCM | Mechanical Lugs | Mechanical Lug | 0 | EA | Out of Stock | Mar 08, 2026
Polaris Lug
Polaris Lug
| Polaris Lug | 2-14 | Mechanical Lugs | Polaris Lug | 22 | EA | In Stock | Mar 20, 2026
| Polaris Lug | 4/0-14 | Mechanical Lugs | Polaris Lug | 25 | EA | In Stock | Mar 20, 2026
| Polaris Lug | 250-6 | Mechanical Lugs | Polaris Lug | 18 | EA | In Stock | Mar 20, 2026
(No Family)
2 Hole(1/2") Compression Lug
| 2 Hole(1/2") Compression Lug | 300 KCMIL |  |  | 45 | EA | In Stock | Apr 22, 2026
2 Hole(3/8") Compression Lug
| 2 Hole(3/8") Compression Lug | #8 |  |  | 0 | EA | Out of Stock | Apr 22, 2026
| 2 Hole(3/8") Compression Lug | #6 |  |  | 0 | EA | Out of Stock | Apr 22, 2026
| 2 Hole(3/8") Compression Lug | #4 |  |  | 0 | EA | Out of Stock | Apr 22, 2026
| 2 Hole(3/8") Compression Lug | #2 |  |  | 0 | EA | Out of Stock | Apr 22, 2026
| 2 Hole(3/8") Compression Lug | 1/0 |  |  | 0 | EA | Out of Stock | Apr 22, 2026
| 2 Hole(3/8") Compression Lug | 3/0 |  |  | 14 | EA | In Stock | Apr 22, 2026
| 2 Hole(3/8") Compression Lug | 4/0 |  |  | 0 | EA | Out of Stock | Apr 22, 2026
| 2 Hole(3/8") Compression Lug | 250 KCMIL |  |  | 0 | EA | Out of Stock | Apr 22, 2026
| 2 Hole(3/8") Compression Lug | 300 KCMIL |  |  | 0 | EA | Out of Stock | Apr 22, 2026
| 2 Hole(3/8") Compression Lug | 350 KCMIL |  |  | 0 | EA | Out of Stock | Apr 22, 2026
| 2 Hole(3/8") Compression Lug | 500 KCMIL |  |  | 0 | EA | Out of Stock | Apr 22, 2026
| 2 Hole(3/8") Compression Lug | 600 KCMIL |  |  | 0 | EA | Out of Stock | Apr 22, 2026
| 2 Hole(3/8") Compression Lug | 750 KCMIL |  |  | 0 | EA | Out of Stock | Apr 22, 2026
Busbar
| Busbar | 1/2"x4"x4" |  |  | 1 | EA | In Stock | Apr 17, 2026
| Busbar | 1/4"x2"x10" |  |  | 7 | EA | In Stock | Apr 17, 2026
Polaris Lug
| Polaris Lug | 500/4 |  |  | 5 | EA | In Stock | Mar 20, 2026
1 Hole(3/8") Compression Lug
| 1 Hole(3/8") Compression Lug | #8 |  |  | 0 | EA | Out of Stock | Apr 20, 2026
| 1 Hole(3/8") Compression Lug | #6 |  |  | 0 | EA | Out of Stock | Apr 20, 2026
| 1 Hole(3/8") Compression Lug | #4 |  |  | 0 | EA | Out of Stock | Apr 20, 2026
| 1 Hole(3/8") Compression Lug | #2 |  |  | 22 | EA | In Stock | Apr 22, 2026
| 1 Hole(3/8") Compression Lug | #1/0 |  |  | 0 | EA | Out of Stock | Apr 20, 2026
| 1 Hole(3/8") Compression Lug | #2/0 |  |  | 0 | EA | Out of Stock | Apr 20, 2026
| 1 Hole(3/8") Compression Lug | #3/0 |  |  | 0 | EA | Out of Stock | Apr 20, 2026
| 1 Hole(3/8") Compression Lug | #4/0 |  |  | 73 | EA | In Stock | Apr 22, 2026
| 1 Hole(3/8") Compression Lug | 250 KCMIL |  |  | 0 | EA | Out of Stock | Apr 20, 2026
| 1 Hole(3/8") Compression Lug | 300 KCMIL |  |  | 0 | EA | Out of Stock | Apr 20, 2026
| 1 Hole(3/8") Compression Lug | 350 KCMIL |  |  | 0 | EA | Out of Stock | Apr 20, 2026
| 1 Hole(3/8") Compression Lug | 500 KCMIL |  |  | 0 | EA | Out of Stock | Apr 20, 2026
| 1 Hole(3/8") Compression Lug | 600 KCMIL |  |  | 0 | EA | Out of Stock | Apr 20, 2026
| 1 Hole(3/8") Compression Lug | 750 KCMIL |  |  | 0 | EA | Out of Stock | Apr 20, 2026
2 Hole(1/4") Compression Lug
| 2 Hole(1/4") Compression Lug | #8 |  |  | 0 | EA | Out of Stock | Apr 22, 2026
| 2 Hole(1/4") Compression Lug | #6 |  |  | 0 | EA | Out of Stock | Apr 22, 2026
| 2 Hole(1/4") Compression Lug | #4 |  |  | 0 | EA | Out of Stock | Apr 22, 2026
| 2 Hole(1/4") Compression Lug | #2 |  |  | 0 | EA | Out of Stock | Apr 22, 2026
| 2 Hole(1/4") Compression Lug | 1/0 |  |  | 0 | EA | Out of Stock | Apr 22, 2026
| 2 Hole(1/4") Compression Lug | 2/0 |  |  | 0 | EA | Out of Stock | Apr 22, 2026
| 2 Hole(1/4") Compression Lug | 3/0 |  |  | 0 | EA | Out of Stock | Apr 22, 2026
| 2 Hole(1/4") Compression Lug | 4/0 |  |  | 0 | EA | Out of Stock | Apr 22, 2026
| 2 Hole(1/4") Compression Lug | 250 KCMIL |  |  | 0 | EA | Out of Stock | Apr 22, 2026
| 2 Hole(1/4") Compression Lug | 300 KCMIL |  |  | 0 | EA | Out of Stock | Apr 22, 2026
| 2 Hole(1/4") Compression Lug | 350 KCMIL |  |  | 0 | EA | Out of Stock | Apr 22, 2026
| 2 Hole(1/4") Compression Lug | 500 KCMIL |  |  | 0 | EA | Out of Stock | Apr 22, 2026
| 2 Hole(1/4") Compression Lug | 600 KCMIL |  |  | 0 | EA | Out of Stock | Apr 22, 2026
| 2 Hole(1/4") Compression Lug | 750 KCMIL |  |  | 0 | EA | Out of Stock | Apr 22, 2026

## TOOLS & MISC SUPPLIES
PHOTO | Material Name | Size | Family | Type | Quantity | Unit | Status | Last Updated
Cable Tie
Cable Tie
| Cable Tie | 14" | Cable Tie |  | 15950 | EA | In Stock | Apr 21, 2026
Electrical Tools
Bandsaw
bandsaw
| bandsaw | 10" | Electrical Tools | Bandsaw | 0 | EA | Out of Stock | Mar 08, 2026
| bandsaw | 12" | Electrical Tools | Bandsaw | 0 | EA | Out of Stock | Mar 08, 2026
| bandsaw | 16" | Electrical Tools | Bandsaw | 0 | EA | Out of Stock | Mar 08, 2026
Grinder
Grinder
| Grinder | 4" | Electrical Tools | Grinder | 0 | EA | Out of Stock | Mar 24, 2026
| Grinder | 5" | Electrical Tools | Grinder | 0 | EA | Out of Stock | Mar 24, 2026
| Grinder | 6" | Electrical Tools | Grinder | 0 | EA | Out of Stock | Mar 24, 2026
Hammer Drill
Hammer Drill
| Hammer Drill | 1" | Electrical Tools | Hammer Drill | 0 | EA | Out of Stock | Apr 14, 2026
Label
Cartridge Tape
Label Machine Cartridge
| Label Machine Cartridge | Small | Label | Cartridge Tape | 9 | EA | In Stock | Apr 10, 2026
Label Machine
Brother Label Machine
| Brother Label Machine | Small | Label | Label Machine | 0 | EA | Out of Stock | Apr 10, 2026
Ladders
Extension Ladder
Extension Type Ladder
| Extension Type Ladder | 16ft | Ladders | Extension Ladder | 0 | EA | Out of Stock | Apr 09, 2026
| Extension Type Ladder | 18ft | Ladders | Extension Ladder | 0 | EA | Out of Stock | Apr 09, 2026
| Extension Type Ladder | 20ft | Ladders | Extension Ladder | 3 | EA | In Stock | Apr 09, 2026
| Extension Type Ladder | 22ft | Ladders | Extension Ladder | 0 | EA | Out of Stock | Apr 09, 2026
| Extension Type Ladder | 24ft | Ladders | Extension Ladder | 3 | EA | In Stock | Apr 09, 2026
| Extension Type Ladder | 32ft | Ladders | Extension Ladder | 3 | EA | In Stock | Apr 09, 2026
Type A
A Type Ladder
| A Type Ladder | 6ft | Ladders | Type A | 4 | EA | In Stock | Apr 21, 2026
| A Type Ladder | 8ft | Ladders | Type A | 9 | EA | In Stock | Apr 09, 2026
| A Type Ladder | 10ft | Ladders | Type A | 10 | EA | In Stock | Apr 09, 2026
| A Type Ladder | 12ft | Ladders | Type A | 4 | EA | In Stock | Apr 21, 2026
| A Type Ladder | 14ft | Ladders | Type A | 2 | EA | In Stock | Apr 21, 2026
| A Type Ladder | 16ft | Ladders | Type A | 0 | EA | Out of Stock | Apr 21, 2026
| A Type Ladder | 18ft | Ladders | Type A | 0 | EA | Out of Stock | Apr 21, 2026
| A Type Ladder | 20ft | Ladders | Type A | 1 | EA | In Stock | Apr 09, 2026
Others
Fire Caulk
Fire Pillow
| Fire Pillow | 9" | Others | Fire Caulk | 601 | EA | In Stock | Mar 16, 2026
Silicone
| Silicone | 10.1oz | Others |  | 9 | EA | In Stock | Apr 10, 2026
Safety Items
Fall Protection
Beam Anchor
| Beam Anchor | 3"-14" | Safety Items | Fall Protection | 25 | EA | In Stock | Mar 12, 2026
Crosby Shackle
| Crosby Shackle | Large | Safety Items | Fall Protection | 45 | EA | In Stock | Apr 02, 2026
| Crosby Shackle | Medium | Safety Items | Fall Protection | 8 | EA | In Stock | Apr 02, 2026
| Crosby Shackle | Small | Safety Items | Fall Protection | 6 | EA | In Stock | Apr 02, 2026
Cross Arm Strap
| Cross Arm Strap | 10ft | Safety Items | Fall Protection | 6 | EA | In Stock | Apr 09, 2026
| Cross Arm Strap | 15ft | Safety Items | Fall Protection | 143 | EA | In Stock | Apr 09, 2026
| Cross Arm Strap | 20ft | Safety Items | Fall Protection | 11 | EA | In Stock | Apr 09, 2026
Harness
| Harness | Regular | Safety Items | Fall Protection | 73 | EA | In Stock | Apr 14, 2026
Lanyard
| Lanyard | 6ft | Safety Items | Fall Protection | 85 | EA | In Stock | Mar 12, 2026
Lifeline
| Lifeline | 100ft | Safety Items | Fall Protection | 60 | EA | In Stock | Apr 10, 2026
Yoyo
| Yoyo | 10ft | Safety Items | Fall Protection | 0 | EA | Out of Stock | Mar 11, 2026
| Yoyo | 30ft | Safety Items | Fall Protection | 11 | EA | In Stock | Mar 12, 2026
PPE
Safety Glasses
| Safety Glasses | Large | Safety Items | PPE | 684 | EA | In Stock | Apr 16, 2026
| Safety Glasses | Regular | Safety Items | PPE | 625 | EA | In Stock | Apr 16, 2026
Safety Gloves
| Safety Gloves | Large | Safety Items | PPE | 193 | EA | In Stock | Apr 29, 2026
| Safety Gloves | Medium | Safety Items | PPE | 0 | EA | Out of Stock | Mar 11, 2026
| Safety Gloves | Small | Safety Items | PPE | 0 | EA | Out of Stock | Mar 11, 2026
Safety Helmet
| Safety Helmet | Regular | Safety Items | PPE | 54 | EA | In Stock | Mar 19, 2026
| Safety Helmet | regular | Safety Items | PPE | 7 | EA | In Stock | Apr 16, 2026
Safety Vest - Green
| Safety Vest - Green | Large | Safety Items | PPE | 0 | EA | Out of Stock | Mar 26, 2026
| Safety Vest - Green | Medium | Safety Items | PPE | 3 | EA | In Stock | Mar 26, 2026
| Safety Vest - Green | Small | Safety Items | PPE | 8 | EA | In Stock | Mar 26, 2026
Safety Vest - RED
| Safety Vest - RED | Large | Safety Items | PPE | 11 | EA | In Stock | Apr 10, 2026
| Safety Vest - RED | Medium | Safety Items | PPE | 0 | EA | Out of Stock | Apr 10, 2026
| Safety Vest - RED | Small | Safety Items | PPE | 0 | EA | Out of Stock | Apr 10, 2026
Tapes
Electrical Tapes
Electrical Color Tape
| Electrical Color Tape | Black | Tapes | Electrical Tapes | 329 | EA | In Stock | May 06, 2026
| Electrical Color Tape | Blue | Tapes | Electrical Tapes | 64 | EA | In Stock | May 05, 2026
| Electrical Color Tape | Brown | Tapes | Electrical Tapes | 0 | EA | Out of Stock | May 05, 2026
| Electrical Color Tape | Green | Tapes | Electrical Tapes | 0 | EA | Out of Stock | May 05, 2026
| Electrical Color Tape | Grey | Tapes | Electrical Tapes | 59 | EA | In Stock | May 05, 2026
| Electrical Color Tape | Orange | Tapes | Electrical Tapes | 0 | EA | Out of Stock | May 05, 2026
| Electrical Color Tape | Red | Tapes | Electrical Tapes | 43 | EA | Low Stock | May 05, 2026
| Electrical Color Tape | White | Tapes | Electrical Tapes | 16 | EA | Low Stock | May 05, 2026
| Electrical Color Tape | Yellow | Tapes | Electrical Tapes | 0 | EA | Out of Stock | May 05, 2026
Clear Tape
| Clear Tape | Regular | Tapes |  | 10 | EA | Low Stock | May 05, 2026
| Clear Tape | Regular | Tapes |  | 37 | EA | In Stock | May 05, 2026
| Clear Tape | Regular | Tapes |  | 0 | EA | Out of Stock | May 05, 2026
(No Family)
Clear Tape
| Clear Tape | Regular |  |  | 0 | EA | Out of Stock | Apr 23, 2026
Extension
| Extension | 50" |  |  | 10 | EA | In Stock | Apr 17, 2026
Knockout Punch Kit
| Knockout Punch Kit | 1/2" - 4" |  |  | 0 | EA | Out of Stock | Mar 26, 2026
| Knockout Punch Kit | 1/2" - 4" |  |  | 0 | EA | Out of Stock | Mar 26, 2026
Silicone
| Silicone | 10.1oz |  |  | 4 | EA | In Stock | Apr 10, 2026
Duct Seal
| Duct Seal | 1 LB |  |  | 14 | EA | In Stock | Apr 20, 2026
| Duct Seal | 2 LB |  |  | 0 | EA | Out of Stock | Apr 20, 2026